## Menu Pricing
Lightweight |  |  | QT | 261305.65
Product | Concrete Thickness | Sound Mat | Price / SF | Budget | Delta
Basic "$0" | 3/4" | No | 1.4 | 365827.91 | 0
Basic + (+$1156,783) | 3/4" | 1/8 | 2 | 522611.3 | 156783.39
Standard (+$313,567) | 1" | 1/4 | 2.6 | 679394.69 | 313566.78
Unit Cabinets |  |  | QT | 8559 |  | 390 | UNIT | # UNITS | QTY/UNIT | TOTAL | UNIT | # UNITS | QTY/UNIT | TOTAL | UNIT | # UNITS | QTY/UNIT | TOTAL
Product |  |  | Price / Box | Budget |  | Cost / Unit | A1A | 9 | 16 | 144 | A2B | 8 | 16 | 128 | A3A | 3 | 22 | 66
Thermafoil White "$0" |  |  | 137.8 | 1179430.2 | 0 | 3024.18 | B1A | 106 | 22 | 2332 | B2A | 6 | 22 | 132 | B3A | 45 | 24 | 1080
Morning Dew (+$188,298) |  |  | 159.8 | 1367728.2 | 188298 | 3507 | B1AE | 3 | 22 | 66 | B2B | 107 | 26 | 2782
[7 empty] | B1B | 60 | 14 | 840 | B2C | 43 | 23 | 989
Common Area Cabinets |  |  | QT | 98 |  | 390 |  | Level 1 | Level 2 | Level 3 | TOTAL
Product |  |  | Price / Box | Budget |  | Cost / Unit | Bldg 1 | 86 | 9 | 1 | 96
Thermafoil White "$0" |  |  | 137.8 | 13504.4 | 0 | 34.6267 | Bldg 2 | 0 | 0 | 0 | 0
Morning Dew (+$2,156) |  |  | 159.8 | 15660.4 | 2156 | 40.1549 | Bldg 3 | 2 | 0 | 0 | 2
Torrey Pines |  |  |  | 128400 | 114895.6 | 329.2308 | Bldg 4 | 0 | 0 | 0 | 0
Unit Counter Tops |  |  | QT | 32355.9 |  | 390 | UNIT | # UNITS | SF/UNIT | TOTAL | UNIT | # UNITS | SF/UNIT | TOTAL | UNIT | # UNITS | SF/UNIT | TOTAL
Product |  | Sound Mat | Price / SF | Budget | Delta | Cost / Unit | A1A | 9 | 62.81 | 565.29 | A2B | 8 | 59.13 | 473.04 | A3A | 3 | 102.09 | 306.27
Arctic White "$0" | 3/4" | No | 24.8555 | 804222.0192 | 0 | 2062.1077 | B1A | 106 | 76.67 | 8127.02 | B2A | 6 | 93.29 | 559.74 | B3A | 45 | 83.85 | 3773.25
Carrera Trigato (+$94,156) | 1" | 1/4 | 28.4 | 918907.56 | 114685.5408 | 2356.1732 | B1AE | 3 | 78.74 | 236.22 | B2B | 107 | 85.75 | 9175.25
[7 empty] | B1B | 60 | 82.14 | 4928.4 | B2C | 43 | 97.94 | 4211.42
Common Area Counter Tops |  |  | QT | 645.31 |  | 390 |  | Level 1 | Level 2 | Level 3 | TOTAL
Product |  | Sound Mat | Price / SF | Budget | Delta | Cost / Unit | Bldg 1 | 561.34 | 47.55 | 12.24 | 621.13
Arctic White "$0" | 3/4" | No | 24.86 | 16042.4066 | 0 | 41.1344 | Bldg 2 | 0 | 0 | 0 | 0
Carrera Trigato (+$1,878) | 1" | 1/4 | 28.4 | 18326.804 | 2284.3974 | 46.9918 | Bldg 3 | 24.18 | 0 | 0 | 24.18
Torrey Pines |  |  |  | 39108 | 23065.5934 | 100.2769 | Bldg 4 | 0 | 0 | 0 | 0
Unit Flooring |  |  | QT | 29439.3578 |  | 390 | UNIT | # UNITS | SF/UNIT | TOTAL | UNIT | # UNITS | SF/UNIT | TOTAL | UNIT | # UNITS | SF/UNIT | TOTAL | ADDITIONAL GROSS SF PER PLANS
Product | Material Thickness | Sound Mat | Price / SY | Budget | Delta | Cost / Unit | A1A | 9 | 551.27 | 4961.43 | A2B | 8 | 738.02 | 5904.16 | A3A | 3 | 986.11 | 2958.33 | 639 | 784 | 357
Sheet Vinyl "$0" |  |  | 16.29 | 479567.1382 | 0 | 1229.6593 | B1A | 106 | 535.09 | 56719.54 | B2A | 6 | 743.09 | 4458.54 | B3A | 45 | 1008.6 | 45387 | 7526 | 534 | 5085
Vinyl Plank (+$98,033) |  |  | 19.62 | 577600.1996 | 98033.0614 | 1481.0262 | B1AE | 3 | 552.32 | 1656.96 | B2B | 107 | 721.73 | 77225.11 |  |  |  |  | 216 | 10486
[7 empty] | B1B | 60 | 532.53 | 31951.8 | B2C | 43 | 784.45 | 33731.35 |  |  |  |  | 4920 | 4257
Common Area Flooring |  |  | QT | 67747.26 |  | 390 |  | Level 1 | Level 2 | Level 3 | TOTAL
Product | Material Thickness | Sound Mat | Price / SF | Budget | Delta | Cost / Unit | Bldg 1 | 14378.51 | 9446.09 | 8550.2 | 32374.8
Vinyl Plank "$0" |  |  | 3.05 | 206629.143 | 0 | 529.8183 | Bldg 2 | 1753.1 | 1403.89 | 0 | 3156.99 |  |  | SF | SY | Takeoff SF/Gross SF on Plans
Tile (+$730,315) |  |  | 13.83 | 936944.6058 | 730315.4628 | 2402.4221 | Bldg 3 | 10377.46 | 9805.24 | 8719.59 | 28902.29 |  |  | 20975.32 | 2330.5911 | 88.39%
[7 empty] | Bldg 4 | 1756.85 | 1556.33 | 0 | 3313.18 |  |  | 4.963%
Offsite Water |  |  | QT
Product |  | Savings | Price / SF
Per Plan |  |  | 1772233.58
Value (No Larson Ln Line) |  | 250000 | 1522233.58
[7 empty] | Design | 22140 |  |  |  |  | 11700
Common Area Cabinets | [6 empty] | Permits | 21640 |  |  |  |  | 95375
Product |  | LS |  |  |  |  | Residential | 938891 |  |  |  |  | 862025 | 2.0396 | 2210.3205
Allowance |  | 30000 |  |  |  |  | Stand Pipes | 227360 | 1166251 | 2.7595 | 2990.3872
Torrey |  | 85600 | [5 empty] | 1210031 |  |  |  |  | 969100 | 2.293 | 2484.8718
[7 empty] | Pump | 118500

## Level 2 - Transmitted (hidden)
Project Details |  |  | Unit Breakdown |  |  |  | Breakdown Per Building | [7 empty] | List of Take offs |  |  | List of Take offs |  |  | List of Take offs
Project | West Henderson |  | Unit Type | Number | % |  | Bldg. | Levels | Unit | 1 Br - 1 Ba | 2 Br - 1 Ba | 2 Br - 2 Ba | 3 Br - 2 Ba | GSF | Slab SF | 145399.85 | GSF (Provided in Matrix) | 1 Br - 1 Ba Counter | 9150.98 | SF | Structural | 59616.52 | [13 empty] | Finish Carpentry |  |  |  |  | Exhaust Per Building | [5 empty] | Unit Breakdown | Wire Shelving LF | Bedrooms | Bathrooms | Unit Count | Windows
Budget Level | Level 2 |  | Studios | 0 | 0% |  | 1 | 3 | 169 | 87 | 17 | 48 | 17 | 185300 | Elevators | 4 | Count | 2 Br - 1 Ba Counter | 2673.44 | SF |  |  |  | Railing Estimate |  |  |  | Building 3 | 147 |  | Stucco |  | 1.1 |  |  | Unit Type | Number | TP $ | % | % | Building | Floors | U / Floor | Total Units | Cost / U | Total | A1A | 41 | 1 | 1 | 9 | 3 | 27
Product | Affordable |  | 1 Br - 1 Ba | 178 | 45.64% |  | 2 | 2 | 24 | 9 | 7 | 8 | 0 | 24353 | Elevators Stops | 12 | Count | 2 Br - 2 Ba Counter | 2893.8 | SF |  |  |  | Building 1 |  |  |  |  | 98 |  | Building 1 | 113290.84 | 124619.924 |  |  | Studios | 0 | 3192.5 | 0% | 3192.5 | Building 1 | 3 | 9 | 27 | 275 | 7425 | B1A | 31 | 1 | 1 | 106 | 3 | 318
UPDATED | 2025-08-15 |  | 2 Br - 1 Ba | 49 | 12.56% |  | 3 | 3 | 173 | 73 | 18 | 51 | 31 | 192543 | Trash Encl. | 13 | Provided in Site Plan | 3 Br - 2 Ba Counter | 3543.36 | SF |  |  |  | Northwest | 190 |  |  |  | 176 |  | Building 2 | 15591.885 | 17151.0735 |  |  | 1 Br - 1 Ba | 171 | 3192.5 | 0% | 3192.5 | Building 2 | 2 | 2 | 4 | 275 | 1100 | B1AE | 31 | 1 | 1 | 3 | 3 | 9
Timeline | 26 |  | 2 Br - 2 Ba | 115 | 29.49% |  | 4 | 2 | 24 | 9 | 7 | 8 | 0 | 24353 | Stairs | 17 | Count | 1x1 Decks | 3440 | SF |  |  |  | Southwest | 146 |  |  |  | 70 |  | Building 3 | 90408.74 | 99449.614 |  |  | 2 Br - 1 Ba | 52 | 3192.5 | 0% | 3192.5 | Building 3 | 2 | 9 | 18 | 275 | 4950 | B1B | 19 | 1 | 1 | 60 | 2 | 120
Floors | 2 & 3 Levels |  | 3 Br - 2 Ba | 48 | 12.31% | [9 empty] | Pool | 1 |  | 2x1 Decks |  | SF |  |  |  | Northeast | 118 |  |  |  | 491 |  | Building 4 | 15591.885 | 17151.0735 |  |  | 2 Br - 2 Ba | 118 | 3192.5 | 10% | 3511.75 | Building 4 | 3 | 3 | 9 | 275 | 2475 | A2B | 66 | 2 | 2 | 8 | 3 | 24
Bldg. SF | 422635 |  | Totals | 390 | 100% |  | Totals | 10 | 390 | 178 | 49 | 115 | 48 | 426549 | Gym | 2 |  | Lightweight | 261305.65 | SF |  |  |  | Southeast | 306 | [7 empty] | 258371.685 | sf |  | 3 Br - 2 Ba | 49 | 3192.5 | 20% | 3831 | Building 5 | 2 | 2 | 4 | 275 | 1100 | B2A | 45 | 2 | 1 | 6 | 3 | 18
Acres | 15.826 |  | Parking | [11 empty] | Iron Rail | 3074.7 | LF | Pavers | 900 | SF |  |  |  | More | 132 | 892 | [6 empty] | 28707.965 | sy |  | Totals | 390 |  |  | 3369.3154 | [5 empty] | 17050 | B2B | 68 | 2 | 2 | 107 | 3 | 321
Site SF | 689380.56 |  | Garage Parking |  | 0 | [9 empty] | Roofing | 1734.0111 | Square | Pool Deck | 7964 | SF | [19 empty] | 176.8154 | [6 empty] | B2C | 44 | 2 | 1 | 43 | 6 | 258
Buildings | 4 |  | Cover Parking |  | 375 | [9 empty] | Stucco | 28186.002 | Square Yard | Pool Fence | 372 | LF | Corridor Bldg. 1 | 19288 | SF | Building 2 & 5 |  |  |  | Building 4 | 112 | [10 empty] | 5.538% | [6 empty] | A3A | 48 | 3 | 2 | 3 | 4 | 12
Reports Available |  |  | Open Parking |  | 320 | [9 empty] | Liav GSF | 329873 | SF | Dog Park Fence | 400 | LF | Corridor Bldg. 2 | 2159 | SF | Northwest |  |  |  |  | 160 | [17 empty] | B3A | 55 | 3 | 2 | 45 | 4 | 180
Site Evaluation Report (GCW) | 2023-05-16 |  | Accessible Parking |  | 16 | [9 empty] | Carports | 375 | Count | Common Bldg. 1 | 7476 | SF | Corridor Bldg. 3 | 20355 | SF | Southwest |  |  |  |  | 144 | [18 empty] | 17473 |  |  | 390 |  | 1287
Soils Report (Universal) | 2025-07-10 |  | Private Garages |  | 0 |  |  |  | TOTAL COST |  | 79847909.0106 |  |  |  | Stairs Landings | 47 | Landings | Common Bldg. 2 | 0 | SF | Corridor Bldg. 4 | 2159 | SF | Northeast |  |  |  |  | 84 | [23 empty] | 30
Alta Survey (Wallace) | 2024-10-18 |  | Total Parking Provided |  | 711 |  |  |  | PER UNIT |  | 204738.2282 |  |  |  | Pump House | 1 | EA | Common Bldg. 3 | 1888 | SF | TOTAL | 43961 | SF | Southeast | 160 | 320 |  |  | 500 | [23 empty] | 7 | 10
Plans | 2025-06-17 |  | Parking Ratio |  | 1.8231 |  |  |  | PER GSF |  | 188.9288 |  |  |  | Lock Boxes | 10 | EA | Common Bldg. 4 | 1557 | SF | BBQ | 8 | Count | [29 empty] | 13 | 6
NVE Planning Memo | 2023-04-27 | [13 empty] | Awning Small | 58 | EA | Common Bldg. 5 | 0 | SF | Fire Pumps | 1 | Count | B1B Railings | 775 | [27 empty] | 22 | 3
[15 empty] | Awning Large | 10 | EA | HVAC ADD Count | 135.2564 |  | Asphalt | 256408.47 | [31 empty] | 1378
Description | Cost Code | Cost Category | Sub job | Source | Unit Meas. | QTY | Unit Cost | Escalation % | T. Unit Cost | Sub Total | Total | Description / Details | [41 empty] | 507104
General Requirements | 01 | [9 empty] | 3849810.3029
General Requirements | 01 | S |  |  | Mo | 26 | 148069.627 | 0% | 148069.627 | 3849810.3029 | [31 empty] | Slab | Lightweight | Roofing
Existing Conditions | 02 | [9 empty] | 12000 | [29 empty] | Building 1 | 59487.01 | 116712.26 | 72545.08 |  |  | 15 |  | 2
Potholing | 02-3213 | S | ON-SITE | Allowance |  | 1 | 12000 | 0% | 12000 | 12000 | [30 empty] | Building 2 | 11996.7 | 11552.49 | 14121.86 |  |  | 5 |  | 2
Concrete | 03 | [9 empty] | 2546599.1981 | [29 empty] | Building 3 | 61844.96 | 121139.46 | 72527.48 |  |  | 8 |  | 3
Slabs | 03-3101 | S | BUILDING | Torrey Pines | SF | 145399.85 | 11.5 | 0% | 11.5 | 1672098.275 |  | Proposal from NRC at $9.16. Conversation with NRC said he would at $11 to 11.50 if he wasn't aggressive. | [28 empty] | Building 4 | 12071.18 | 11901.44 | 14206.69 |  |  | 22 |  | 1
Deepened Footings | 03-3101 | S | BUILDING | N/A |  |  |  |  | 0 | 0 | [30 empty] | Total | 145399.85 | 261305.65 | 173401.11 |  |  | 8 |  | 1
Concrete Slab Repairs | 03-3101 | RR | BUILDING | Allowance | LS | 1 | 7500 | 0% | 7500 | 7500 | [18 empty] | 8910
Pump House Concrete | 03-3101 | S | PUMPHOUSE | Allowance | LS | 1 | 10000 | 0% | 10000 | 10000
Trash Enclosure Concrete | 03-3102 | S | OTHER SITE | Bruner | Count | 14 | 5500 | 0% | 5500 | 77000
Pool Area Shower Concrete | 03-3105 | S | POOL AREA | Allowance | LS | 1 | 2500 | 0% | 2500 | 2500
Cabana Concrete | 03-3107 | S | POOL AREA | Allowance | LS | 1 | 23500 | 0% | 23500 | 23500 | [13 empty] | Railings |  |  | Length Ea | Bldg 1 | Bldg 2 | Bldg 3 | Bldg 4 | Bldg 5
Pool Equipment Foundation | 03-3108 | S | POOL EQUIP | Allowance | LS | 1 | 4000 | 0% | 4000 | 4000 | [14 empty] | Outside Corner Units |  | 36 | 504 | 72 | 252 | 288 | 0
Lightweight Concrete | 03-3116 | S | BUILDING | Bruner | SF | 261305.65 | 2.6 | 0% | 2.6 | 679394.69 |  | NV Gypsum proposal at Bruner. | [12 empty] | Inside Corner Units |  | 13 | 260 | N/A | 260 | N/A | N/A |  |  | 520
Deck Concrete | 03-5001 | S | BUILDING | Bruner | SF | 3440 | 20.5251 | 0% | 20.5251 | 70606.2331 | [14 empty] | Small Railings |  | 8 | 416 | 96 | 224 | 240 | 0 |  |  | 0.19908
Parking Garage | 03-G | [9 empty] | 0 | [16 empty] | 1180 | 168 | 736 | 528 | 0 | 2612
Parking Garage Structure |  | S |  | N/A |  | 0 |  |  | 0 | 0
Core Slab Precast Concrete |  | S |  | N/A |  |  |  |  | 0 | 0 | [13 empty] | Lightweight |  |  |  | Bldg 1 | Bldg 2 | Bldg 3 | Bldg 4 | Bldg 5
Concrete Slab on Grade |  | S |  | N/A |  |  |  |  | 0 | 0 | [14 empty] | Level 2 |  | SF | 58443 | 11690 | 60733 | 11690 | 0
Concrete Topping Slab 4" / Level |  | S |  | N/A |  |  |  |  | 0 | 0 | [14 empty] | Level 3 |  | SF | 58422 | N/A | 60733 | N/A | 0
Electrical |  | S |  | N/A |  |  |  |  | 0 | 0 | [14 empty] | Total |  | SF | 116865 | 11690 | 121466 | 11690 | 0 | 261711
Dry Sprinklers |  | S |  | N/A |  |  |  |  | 0 | 0
Mechanical Ventilation |  | S |  | N/A |  |  |  |  | 0 | 0
Stairs and Railings |  | S |  | N/A |  |  |  |  | 0 | 0
Masonry | 04 | [9 empty] | 275600
Elevator Shaft | 04-2201 | S | BUILDING | Bruner | Per Stop | 12 | 10800 | 0% | 10800 | 129600 |  | Ave 2 Bidders Bruner | [30 empty] | 145637 |  |  |  | Building 1 |  | Building 2 | Building 3 | Building 4
Trash Enclosure | 04-2202 | S | OTHER SITE | Bruner | Count | 14 | 6500 | 0% | 6500 | 91000 | [32 empty] | 505788 |  |  |  | 41311 |  | 9811 | 48512 | 9811
Masonry Veneer | 04-4301 | S | ON-SITE | Allowance | LS | 1 |  |  | 0 | 0 | [32 empty] | 3.4729 |  |  |  | 49067 |  | 10036 | 51111 | 10036
Masonry Veneer Pool Area | 04-4305 | S | POOL AREA | Allowance | LS | 4 | 10000 | 0% | 10000 | 40000 | [36 empty] | 49067 |  |  | 51111
Pool Eq. Shower Stone | 04-4306 | A | POOL EQUIP | Allowance | LS | 1 | 15000 | 0% | 15000 | 15000 | [36 empty] | 139445 |  | 19847 | 150734 | 19847 | 329873
Metals | 05 | [9 empty] | 609026.9756
Structural Steel | 05-1201 | S | BUILDING | Allowance | LSB | 59616.52 | 4.03 | 0% | 4.03 | 240254.5756
Elevator Shaft Iron | 05-1202 | S | BUILDING | Budget | Elevators | 4 | 4100 | 0% | 4100 | 16400
Stair Handrails | 05-5201 | S | BUILDING | Bruner | EA | 30 | 2250 | 0% | 2250 | 67500
Garage Stair Railings | 05-5201 | S | BUILDING | N/A |  |  | 0 | 0% | 0 | 0
Cabana Iron | 05-7004 | S | POOL AREA | N/A |  |  | 0 | 0% | 0 | 0
Pool Equipment Gate | 05-7005 | S | POOL EQUIP | Bruner | Count | 1 | 2000 | 0% | 2000 | 2000
Iron Railings | 05-7300 | S | BUILDING | Bruner | LF | 3074.7 | 92 | 0% | 92 | 282872.4 |  | Updated take off.
Cable Railings | 05-7316 | S | COMMON AREA | N/A |  |  | 0 | 0% | 0 | 0 | [36 empty] | Common Area SF
Wood, Plastics, & Composites | 06 | [9 empty] | 9324491 | [35 empty] | Building 1 |  | Building 2 | Building 3 | Building 4
Dumpsters | 06-0111 | S | DUMPSTERS |  |  |  | 0 | 0% | 0 | 0 | [36 empty] | 7529 |  | 4592 | 22675 | 4592
Framing | 06-1100 | S | BUILDING | Proposals | SF | 422635 | 18 | 0% | 18 | 7607430 |  | Gilmore proposal including pump house and shade structure came up to $17.36 psf building. | [34 empty] | 6523 |  |  | 16202
Framing - Crane | 06-1100 | S | BUILDING | N/A |  |  |  | 0% | 0 | 0 | [36 empty] | 6577
Cabana Framing | 06-1109 | S | COMMON AREA | Allowance | LS | 1 | 15000 | 0% | 15000 | 15000 | [36 empty] | 11361
BBQ Framing | 06-1110 | S | COMMON AREA | Allowance | LS | 8 | 2500 | 0% | 2500 | 20000 | [36 empty] | 6422
Fireplace Framing | 06-1111 | S | COMMON AREA | N/A |  |  |  | 0% | 0 | 0
Trellis | 06-1114 | S | BUILDING | N/A |  |  |  | 0% | 0 | 0
Pool Equipment Framing | 06-1114 | S | POOL EQUIP | N/A |  |  |  | 0% | 0 | 0
Finish Carpentry - Units | 06-2001 | S | BUILDING | Proposal | Liav GSF | 329873 | 3.5482 | 0% | 3.5482 | 1170454 |  | Door & Milwood Proposal. Rystin proposal is lower at $1,064,161 | [34 empty] | 6458
Finish Carpentry - Common | 06-2001 | S | COMMON AREA | Proposal | Common SF | 87842 | 5.7149 | 0% | 5.7149 | 502007 |  | Door & Milwood Proposal. Rystin proposal is lower at $419K | [34 empty] | 44870 |  | 4592 | 38877 | 4592 | 92931
BBQ Trim | 06-2006 | S | COMMON AREA | Allowance | LS | 8 | 1200 | 0% | 1200 | 9600
Shutters | 06-4919 | S | BUILDING | N/A |  |  |  | 0% | 0 | 0
Thermal & Moisture Protection | 07 | Jason | [8 empty] | 2237303.7715
Insulation | 07-2101 | S | BUILDING | Bruner | SF | 422635 | 2.5 | 0% | 2.5 | 1056587.5 |  | Red Rock contract per SF at Bruner.
Roofing | 07-3001 | S | BUILDING | Proposals | Square | 1734.0111 | 565 | 0% | 565 | 979716.2715 |  | We have 2 proposal under $565/square (Xbuilt and Deset Roofing)
Cabana Roofing | 07-3002 | S | COMMON AREA | Allowance | LS | 1 | 5500 | 0% | 5500 | 5500
Pump House Roofing | 07-3002 | S | PUMPHOUSE | Allowance | LS | 1 | 9500 | 0% | 9500 | 9500
Pool Equipment Roofing | 07-3003 | S | POOL EQUIP | Allowance | LS | 0 | 7500 | 0% | 7500 | 0
Trash Enclosure Cover | 07-6101 | S | OTHER SITE | Bruner | Count | 14 | 6500 | 0% | 6500 | 91000
Pigeon Proofing | 07-7001 | S | BUILDING | Allowance | LS | 1 | 25000 | 0% | 25000 | 25000
Gutters and Downspouts | 07-7124 | S | BUILDING | Allowance | LS | 1 | 25000 | 0% | 25000 | 25000
Roof Ladders | 07-7210 | S | BUILDING | Bruner | Count | 10 | 1750 | 0% | 1750 | 17500 |  | 2 Per building
Roof Access Doors | 07-7233 | S | BUILDING | Bruner | Count | 10 | 2750 | 0% | 2750 | 27500 |  | 2 Per building
Roof Winch | 07-7250 | S | BUILDING | N/A |  |  |  | 0% | 0 | 0
Openings | 08 | Jason | [8 empty] | 690619
Dumpsters | 08-0151 | S | DUMPSTERS |  |  |  | 79 | 0% | 79 | 0
Entry Doors | 08-1001 | S | COMMON AREA | N/A |  |  |  | 0% | 0 | 0
Common Doors | 08-1002 | S | COMMON AREA | Included |  |  |  | 0% | 0 | 0
Pocket Doors - 3 Panel | 08-1002 | S | BUILDING | N/A |  |  |  | 0% | 0 | 0
Garage Doors | 08-3619 | S | BUILDING | N/A |  |  |  | 0% | 0 | 0
Windows and Sliding Glass Doors | 08-5301 | S | BUILDING | Bruner | Per Unit | 390 | 1336 | 10% | 1469.6 | 573144 |  | Bruner approved cost per sf + 10% escalation to account for the extra bedrooms
Windows Repair and Replacement | 08-5301 | RR | BUILDING | Allowance | Per Unit | 390 | 50 | 0% | 50 | 19500
Pool Equipment Windows | 08-5303 | S | POOL EQUIP | N/A |  |  |  | 0% | 0 | 0
Pool Glass Walls | 08-8001 | S | POOL AREA | N/A |  |  |  | 0% | 0 | 0
Fixed Glass | 08-8002 | S | BUILDING | N/A |  |  |  | 0% | 0 | 0
Mirrors - LED | 08-8301 | S | BUILDING | N/A |  |  |  | 0% | 0 | 0
Mirrors - LED Install | 08-8302 | S | BUILDING | N/A |  |  |  | 0% | 0 | 0
Mirrors - Framed | 08-8301 | S | BUILDING | N/A |  |  |  | 0% | 0 | 0
Mirrors - Polished Edges (Units) | 08-8301 | S | BUILDING | Bruner | Bathrooms | 553 | 175 | 0% | 175 | 96775
Mirrors - Polished Edges (Restrooms) | 08-8301 | S | BUILDING | Allowance | Count | 4 | 300 | 0% | 300 | 1200
Finishes | 09 | Jason | [8 empty] | 6934652.5816
Cost Prep Labor | 09-0101 | S | BUILDING |  |  |  | 0.05 | 0% | 0.05 | 0
Cost Prep Mat | 09-0102 | S | BUILDING | Allowance | LS | 1 | 25000 | 0% | 25000 | 25000
Clean Up - Final | 09-0103 | S | BUILDING | Bruner | SF | 422635 | 0.85 | 0% | 0.85 | 359239.75
Clean Up - During Construction | 09-0104 | S | BUILDING | Allowance | LS | 1 | 50000 | 0% | 50000 | 50000
Dumpsters | 09-0113 | S | DUMPSTERS | Latest | Unit | 390 | 79 | 0% | 79 | 30810
Clean Up - Hauling Exterior | 09-0121 | S | ON-SITE | Allowance | LS | 1 | 10000 | 0% | 10000 | 10000
Stucco | 09-2423 | S | BUILDING | Bruner | SY | 28186.002 | 40.82 | 0% | 40.82 | 1150552.6016
Stucco - Pump House | 09-2423 | A | PUMPHOUSE | Allowance | LS | 1 | 6000 | 0% | 6000 | 6000
Stucco - Walls | 09-2424 | S | POOL AREA | N/A |  |  |  | 0% | 0 | 0
Stucco - Pool Area | 09-2428 | A | POOL AREA | Allowance | LS | 1 | 5000 | 0% | 5000 | 5000
Stucco - Cabana | 09-2429 | S | POOL AREA | N/A | LS | 1 | 7500 | 0% | 7500 | 7500
Stucco - Pool Equipment | 09-2430 | S | POOL EQUIP | N/A |  |  |  | 0% | 0 | 0
Stucco - Repairs | 09-2423 | A | BUILDING | Allowance | LS | 1 | 7500 | 0% | 7500 | 7500
Drywall | 09-2905 | S | BUILDING | Proposal | SF | 422635 | 7.65 | 0% | 7.65 | 3233157.75 |  | Proposal by Classic.
Drywall - Pump House | 09-2905 | S | PUMPHOUSE | Allowance | LS | 1 | 2000 | 0% | 2000 | 2000
Drywall - Repairs | 09-2905 | A | BUILDING | Allowance | Unit | 390 | 85 | 0% | 85 | 33150
Tile Tubs and Showers | 09-3001 | S | BUILDING | N/A |  |  |  | 0% | 0 | 0
Common Tile | 09-3002 | S | COMMON AREA | Pebble | Unit | 390 | 346.959 | 0% | 346.959 | 135314
Kitchen Backsplash | 09-3003 | S | BUILDING | N/A |  |  |  | 0% | 0 | 0
Cabana Tile | 09-3008 | S | POOL AREA | N/A |  |  |  | 0% | 0 | 0
Flooring - Units | 09-6001 | S | BUILDING | Bruner Proposal | SY | 36652.5556 | 16.29 | 0% | 16.29 | 597070.13 |  | SY costs utilized form Bruner proposals and takeoffs for SY in units
Common Wood | 09-6401 | S | COMMON AREA |  |  | 0 | 30184 | 0% | 30184 | 0
Common Vinyl | 09-6517 | S | COMMON AREA |  |  | 0 | 1994 | 0% | 1994 | 0
Hall Flooring | 09-6520 | S | COMMON AREA | Torrey Pines | SF | 48357.1 | 4.5 | 0% | 4.5 | 217606.95
Hall Flooring - Elevators | 09-6520 | A | COMMON AREA | Allowance | Count | 4 | 1000 | 0% | 1000 | 4000
Common - Plank | 09-6521 | S | COMMON AREA |  | SF | 0 | 0.090909 | 0% | 0.090909 | 0
Common - VCT | 09-6522 | S | COMMON AREA |  | SF | 0 | 0.182 | 0% | 0.182 | 0
Common - Rubber Floor (Ecore) | 09-6566 | S | COMMON AREA | Bruner | SF | 2280 | 19.54 | 0% | 19.54 | 44551.2
Common - Carpet Stairs | 09-6802 | S | COMMON AREA | Torrey Pines | Flight Stais | 30 | 1379.1667 | 0% | 1379.1667 | 41375
Hall Runner Install | 09-6803 | S | COMMON AREA | Pebble | Unit | 390 | 48.3487 | 0% | 48.3487 | 18856
Hall Runner Materials | 09-6804 | S | COMMON AREA | Pebble | Unit | 390 | 280.4103 | 0% | 280.4103 | 109360
Painting - Repairs | 09-9101 | A | BUILDING | Allowance | Unit | 390 | 85 | 0% | 85 | 33150
Painting | 09-9101 | S | BUILDING | Bruner | SF | 422635 | 1.92 | 0% | 1.92 | 811459.2 |  | Bruner Proposal by classic (2nd lowest)
Painting - Pump House | 09-9101 | S | PUMPHOUSE | Allowance | LS | 1 | 2000 | 0% | 2000 | 2000
Painting - Walls | 09-9102 | S | BUILDING | N/A |  |  | 0 | 0% | 0 | 0
Painting - Pool Area | 09-9106 | S | POOL AREA | N/A |  |  | 0 | 0% | 0 | 0
Wall Covering | 09-9110 | S | COMMON AREA | Allowance | LS | 1 | 0 | 0% | 0 | 0
Walls - Specialty | 09-9110 | S | COMMON AREA | Allowance | LS | 1 | 0 | 0% | 0 | 0
Specialties | 10 | Jason | [8 empty] | 700376.2872
Entry Directory | 10-1300 | S | ON-SITE | N/A |  |  |  | 0% | 0 | 0
Unit Carport Signs | 10-1401 | S | CARPORT | Pebble | Unit | 390 | 212 | 0% | 212 | 82680
Site Signage | 10-1404 | S | ON-SITE | Allowance | LS | 1 | 20000 | 0% | 20000 | 20000 |  | Added Fusion Flags ($14k)
Entry Sign Letters | 10-1419 | S | ON-SITE | Allowance | LS | 1 | 5000 | 0% | 5000 | 5000
Offsite Street Signs | 10-1454 | S | OFFSITE | Allowance | LS | 1 | 7000 | 0% | 7000 | 7000
Bath Accessories | 10-2816 | S | BUILDING | Pebble | Per Bathroom | 553 | 41.241 | 0% | 41.241 | 22806.2872
Shower Doors | 10-2919 | S | BUILDING | N/A |  |  |  | 0% | 0 | 0
Fire Places | 10-3000 | S | BUILDING | Allowance | LS | 2 | 3500 | 0% | 3500 | 7000
Fire Places - Pool Area | 10-3200 | S | POOL AREA | Allowance | LS | 1 | 3500 | 0% | 3500 | 3500
BBQ Units | 10-3355 | S | POOL AREA | Arzano | LS | 8 | 3360 | 0% | 3360 | 26880
Lock Boxes | 10-4116 | S | ON-SITE | Allowance | Count | 10 | 600 | 0% | 600 | 6000
Fire Extinguishers | 10-4416 | S | BUILDING | Allowance | Unit | 390 | 80 | 0% | 80 | 31200
Mail Boxes | 10-5523 | S | BUILDING | Pebble | Unit | 390 | 230.2821 | 0% | 230.2821 | 89810
Closet Shelving | 10-5723 | S | BUILDING | Proposal | Unit | 390 | 425.641 | 0% | 425.641 | 166000 |  | Based on Rysting proposal.
Window Awnings Small | 10-7313 | S | BUILDING | Torrey Pines | EA | 58 | 2500 | 0% | 2500 | 145000 | [14 empty] | 6 | 35546.6667 | 213280
Window Awnings Large | 10-7313 | S | BUILDING | Torrey Pines | EA | 10 | 8750 | 0% | 8750 | 87500 | [14 empty] | 6 | 35546.6667 | 213280
Equipment | 11 | Jason | [8 empty] | 1385515 | [13 empty] | 4 | 35546.6667 | 142186.6667
Appliances | 11-3013 | S | BUILDING | Torrey Pines | Unit | 390 | 3488.5 | 0% | 3488.5 | 1360515 | [16 empty] | 568746.6667
Appliances - Common | 11-3013 | S | BUILDING | Allowance | LS | 1 | 25000 | 0% | 25000 | 25000
Furnishings | 12 | Jason | [8 empty] | 2369433.4151 | [15 empty] | 35546.6667
Dumpsters | 12-0131 | S | DUMPSTERS |  | Unit | 0 | 79 | 0% | 79 | 0
Blinds | 12-2100 | S | BUILDING | Bruner | Per Unit | 390 | 396.9072 | 10% | 436.5979 | 170273.1959 |  | 10% escalation with more bedroom/windows expected.
Cabinets Units | 12-3531 | S | BUILDING | Bruner | Boxes | 8559 | 137.8 | 0% | 137.8 | 1179430.2 |  | Used $/Box from Bruner
Cabinet Common Areas | 12-3535 | S | BUILDING | Allowance | LS | 1 | 128400 | 0% | 128400 | 128400 |  | Pebble was $15,700 vs $85,600 at Torrey.
Counter Tops Units | 12-3601 | S | BUILDING | Bruner | SF | 32355.9 | 24.8555 | 0% | 24.8555 | 804222.0192 |  | Used $/SF on Bruner
Counter Tops Common Areas | 12-3605 | A | BUILDING | Torrey Pines | LS | 1 | 39108 | 0% | 39108 | 39108 |  | Based on Torrey Pines Cost
Counter Tops Pool Area | 12-3608 | S | POOL AREA | Allowance | LS | 0 | 2500 | 0% | 2500 | 0
BBQ Top | 12-3609 | S | POOL AREA | Allowance | LS | 8 | 6000 | 0% | 6000 | 48000 |  | Figuring Buildings 1, 3, & 4 with 1 top with 2 BBQ's installed at each top.
Special Construction | 13 | Jason | [8 empty] | 1134489
Pools and Spas | 13-1113 | S | POOL AREA | Proposal | LS | 1 | 267940 | 0% | 267940 | 267940 |  | California Pool Proposal
Carports | 13-3401 | S | CARPORT | Torrey Pines | Count | 375 | 2292 | 0% | 2292 | 859500 |  | Non -Solar Carports at Torrey Pines
Pool Equipment Cover | 13-3402 | S | POOL EQUIP | Decatur | Count | 1 | 7049 | 0% | 7049 | 7049
Traffic | 13-G | [9 empty] | 0
Trash Chute | 13-G | S | BUILDING | N/A |  |  |  | 0% | 0 | 0
Conveying Equipment | 14 | Jason | [8 empty] | 508000
Elevator | 14-2400 | S | BUILDING | Proposal | Stop | 12 | 41250 | 0% | 41250 | 495000 |  | Otis Elevator proposal.
Pool and Spa Lifts | 14-4101 | S | POOL AREA | Russell IV | Count | 2 | 6500 | 0% | 6500 | 13000
Fire Suppression | 21 | [9 empty] | 1322806.25
Sprinkler Design | 21-0600 | S | BUILDING | Allowance | SF | 422635 | 0.1 | 0% | 0.1 | 42263.5
Sprinkler System | 21-1313 | S | BUILDING | Bruner | SF | 422635 | 2.65 | 0% | 2.65 | 1119982.75
Fire Pump | 21-3000 | S | PUMPHOUSE | Decatur | Count | 1 | 160560 | 0% | 160560 | 160560
Plumbing | 22 | [9 empty] | 4783145.5
1 Bathroom Unit | 22-1001 | S | BUILDING | Bruner | Count | 227 | 10069 | 0% | 10069 | 2285663 |  | Focus Traditional DWV proposal at Bruner.
2 Bathroom Unit | 22-1001 | S | BUILDING | 1.5 x 1 Bath | Count | 163 | 15103.5 | 0% | 15103.5 | 2461870.5
Plumbing - Pump House | 22-1001 | S | PUMPHOUSE | Allowance | LS | 1 | 5000 | 0% | 5000 | 5000
Pool Area | 22-1003 | S | POOL AREA | Torrey Pines | LS | 1 | 24612 | 0% | 24612 | 24612 |  | Budgeted at Torrey Pines
Pool Equipment | 22-1007 | S | POOL EQUIP | Allowance | LS | 1 | 6000 | 0% | 6000 | 6000 |  | Budgeted at Torrey Pines
HVAC | 23 | [9 empty] | 3866250 | [12 empty] | HVAC | Units | Unit Cost | Total
HVAC Standard | 23-3001 | S | BUILDING | Bruner | Unit | 390 | 9875 | 0% | 9875 | 3851250 |  | Used Allstate proposal. Enix proposal is $9,618. Allstate proposal at $3.925k. | [11 empty] | 2br 1ba | 52 | 250 | 13000
HVAC Standard - Pump House | 23-3001 | S | PUMPHOUSE | Allowance | LS | 1 | 15000 | 0% | 15000 | 15000
Electrical | 26 | [9 empty] | 5287886.1 | [12 empty] | 2br 2ba | 118 | 500 | 59000
Electrical | 26-1001 | S | BUILDING | Bruner | SF | 422635 | 10.06 | 0% | 10.06 | 4251708.1 | [13 empty] | 3br 2ba | 50 | 750 | 37500
Electrical - Pump House | 26-1001 | S | PUMPHOUSE | Allowance | LS | 1 | 10000 | 0% | 10000 | 10000
Electrical Fixtures | 26-5001 | S | BUILDING | Pebble | Unit | 390 | 700 | 0% | 700 | 273000 |  | Includes 15% due to 2x2 and 3x2 unit types. | [14 empty] | 109500
Building Electrical Fixtures | 26-5002 | S | BUILDING | Allowance | Unit | 390 | 120 | 0% | 120 | 46800 | [16 empty] | 280.0512
Hall Lighting Fixtures | 26-5003 | S | BUILDING | Allowance | Unit | 390 | 115 | 0% | 115 | 44850
Carports Electrical | 26-1001 | S | CARPORT | Allowance | Space | 375 | 200 | 0% | 200 | 75000 | [13 empty] | Fixtures | Units | Unit Cost | Total
Carport Fixtures | 26-5001 | S | CARPORT | Allowance | Space | 375 | 50 | 0% | 50 | 18750 | [13 empty] | 2br 1ba | 52 | 50 | 2600
Cabana Electrical | 26-1001 | S | POOL AREA | Allowance | LS | 1 | 5000 | 0% | 5000 | 5000 | [13 empty] | 2br 2ba | 118 | 200 | 23600
Cabana Fixtures | 26-5004 | S | POOL AREA | Allowance | LS | 1 | 5000 | 0% | 5000 | 5000 | [13 empty] | 3br 2ba | 50 | 350 | 17500
Street Lights | 26-5613 | S | OFFSITE | LS | LS | 1 | 390398 | 0% | 390398 | 390398 |  | 16 street lights. | [11 empty] | Ceiling Fans $150 EA |  |  | 43700
Traffic Signal | 26-5613 | S | OFFSITE | LS | LS | 0 | 125000 | 0% | 125000 | 0
Site Lighting Electrical | 26-1005 | S | ON-SITE | Allowance | Acre | 15.826 | 2500 | 0% | 2500 | 39565 | [13 empty] | Ceiling Fixtures $25 EA |  |  | 111.7647
Site Lighting Fixtures | 26-5602 | S | ON-SITE | Allowance | Acre | 15.826 | 2500 | 0% | 2500 | 39565
Pool Lighting Electrical | 26-1004 | S | POOL AREA | Allowance | LS | 4 | 12500 | 0% | 12500 | 50000
Pool Lighting Fixtures | 26-5603 | S | POOL AREA | Allowance | LS | 4 | 5000 | 0% | 5000 | 20000
Pool Equipment Electrical | 26-1007 | S | POOL EQUIP | Allowance | LS | 1 | 2500 | 0% | 2500 | 2500
Pump House Electrical | 26-1001 | S | PUMPHOUSE | Allowance | LS | 1 | 14250 | 0% | 14250 | 14250
Pump House Fixtures | 26-5001 | S | PUMPHOUSE | Allowance | LS | 1 | 1500 | 0% | 1500 | 1500
Communications | 27 | Jason | [8 empty] | 253754.65
TV and Media | 27-2201 | A | BUILDING | Allowance | EA | 4 | 900 | 0% | 900 | 3600 |  | Per Building
DAS System | 27-3010 | S | BUILDING | Pebble | SF | 422635 | 0.59 | 0% | 0.59 | 249354.65
Pool ADA Phone | 27-3201 | S | POOL AREA | Allowance | EA | 1 | 800 | 0% | 800 | 800
Electronic Safety & Security | 28 | Jason | [8 empty] | 1349898.75
Security System | 28-1001 | S | BUILDING | Decatur | Unit | 390 | 581 | 0% | 581 | 226590
Site Security System | 28-2001 | S | ON-SITE | Pebble | Unit | 390 | 442 | 0% | 442 | 172380
Fire Alarm / Two Way Comm AOR | 28-4601 | S | BUILDING | Proposal | SF | 422635 | 2.25 | 0% | 2.25 | 950928.75
Earthwork | 31 | [9 empty] | 1455055.4581
Construction Water | 31-0121 | S | ON-SITE | Pebble | Acre | 15.826 | 7600 | 0% | 7600 | 120277.6
Dust Control | 31-0122 | S | ON-SITE | Allowance | Acre | 15.826 | 3485.6 | 0% | 3485.6 | 55163.1056
Demolition | 31-0505 | S | ON-SITE | Allowance | LS | 1 | 45000 | 0% | 45000 | 45000
Rock Dirt Haul Off | 31-1492 | S | ON-SITE | Budget | LS | 1 | 75000 | 0% | 75000 | 75000 |  | See Budget File
Mass Grading | 31-2201 | S | ON-SITE | Budget | LS | 1 | 876756 | 0% | 876756 | 876756 |  | Difference is primarily on he import/export CY. Pete's latest rough grading shows close to a balance site (previous 30k vs 5k CY.)
Fine Grade | 31-2216 | S | ON-SITE | Budget | LS | 1 | 41869.4125 | 0% | 41869.4125 | 41869.4125 |  | See Budget File
Hard Dig | 31-2319 | S | ON-SITE | Budget | LS | 1 | 200000 | 0% | 200000 | 200000
Dewatering | 31-2322 | S | ON-SITE | N/A |  |  | 0 | 0% | 0 | 0
Storm Water Prevention | 31-2501 | S | ON-SITE | Allowance | Acre | 15.826 | 2590 | 0% | 2590 | 40989.34
Exterior Improvements | 32 | [9 empty] | 7622826.8914
Bond Repair | 32-0100 | RR | ON-SITE | Allowance | LS | 1 | 10000 | 0% | 10000 | 10000
Street Cleaning | 32-0111 | S | OTHER SITE | Allowance | LS | 1 | 15000 | 0% | 15000 | 15000
Asphalt Sawcut and Removal | 32-0506 | S | ON-SITE | Allowance | LS | 1 | 25000 | 0% | 25000 | 25000 |  | See Budget File
Paving | 32-1216 | S | ON-SITE | Budget | LS | 1 | 835764.1395 | 0% | 835764.1395 | 835764.1395 |  | See Budget File
Seal Coat | 32-1236 | S | ON-SITE | Decatur | SF | 256408.47 | 0.24948 | 0% | 0.24948 | 63968.9368
Pavers | 32-1401 | S | OTHER SITE | Torrey Pines | LF | 9808 | 8.5 | 0% | 8.5 | 83368
Pool Decks | 32-1402 | S | POOL AREA | Torrey Pines | SF | 4638 | 10 | 0% | 10 | 46380
Curbs and Gutters | 32-1613 | S | ON-SITE | Budget | LS | 1 | 105445 | 0% | 105445 | 105445 |  | See Budget File
Tack On Curb | 32-1614 | S | ON-SITE | Budget | LS | 1 | 199263.6 | 0% | 199263.6 | 199263.6 |  | See Budget File
Concrete Flatwork | 32-1623 | S | ON-SITE | Budget | LS | 1 | 312701 | 0% | 312701 | 312701 |  | See Budget File
Bus Pad | 32-1625 | S | OTHER SITE | N/A |  |  |  | 0% | 0 | 0
Pool Hardscape | 32-1626 | S | POOL AREA | Allowance | LS | 1 | 10000 | 0% | 10000 | 10000
Street Signs / Striping | 32-1700 | S | ON-SITE | Decatur | SF | 256408.47 | 0.19022 | 0% | 0.19022 | 48773.6659
Walls Iron | 32-3101 | S | ON-SITE | Budget | LS | 1 | 159878 | 0% | 159878 | 159878 |  | See Budget File
Trash Enclosure Iron Gates | 32-3103 | S | OTHER SITE | Budget | Count | 14 | 2500 | 0% | 2500 | 35000
Site Railings | 32-3104 | A | OTHER SITE | Budget | LS | 1 | 20000 | 0% | 20000 | 20000
Dog Run Fence | 32-3105 | S | ON-SITE | Torrey Pines | LF | 350 | 72 | 0% | 72 | 25200 |  | Figuring 2 dog parks.
Pool Fence | 32-3106 | S | POOL AREA | Budget | LF | 400 | 80 | 0% | 80 | 32000
Pool Fence Gates | 32-3106 | S | POOL AREA | Budget | Count | 2 | 1950 | 0% | 1950 | 3900
Entry Security Gates | 32-3111 | S | ON-SITE | LS | Count | 2 | 96000 | 0% | 96000 | 192000
Entry Security Gates Electrical | 32-3112 | S | ON-SITE | LS | Count | 2 | 4500 | 0% | 4500 | 9000
Entry Gate Transmitters | 32-3113 | S | ON-SITE | Allowance | Unit | 390 | 50 | 0% | 50 | 19500
Entry Gates | 32-3114 | S | ON-SITE | Budget | Count | 2 | 1950 | 0% | 1950 | 3900
Temp Fencing | 32-3120 | S | ON-SITE | Allowance | Acre | 15.826 | 5000 | 0% | 5000 | 79130
Walls Masonry | 32-3201 | S | ON-SITE | Budget | LS | 1 | 319393 | 0% | 319393 | 319393 |  | See Budget File. Adding $50k for the additional wall masonry required by City of Henderson on the north/northeast perimeter,
Walls Pilaster Caps | 32-3202 | S | ON-SITE | Included | LS | 1 | 0 | 0% | 0 | 0 |  | See Budget File
Retaining Walls | 32-3204 | S | ON-SITE | Allowance | LS | 1 | 114584 | 0% | 114584 | 114584
Pool Walls | 32-3208 | A | POOL AREA | Allowance | LS | 2 | 30000 | 0% | 30000 | 60000
Site Furniture Permanent | 32-3343 | A | BUILDING | Allowance | LS | 1 | 7000 | 0% | 7000 | 7000
Site Landscaping | 32-9001 | S | ON-SITE | Torrey Pines | SF | 304972.92 | 12.01 | 0% | 12.01 | 3662724.7692 |  | Alpha proposal at $8.43/sf.
Site Landscaping Lighting | 32-9001 | S | ON-SITE | Allowance | LS | 1 | 10000 | 0% | 10000 | 10000
Site Landscaping Planter Pots | 32-9433 | S | ON-SITE | Proposal | LS | 0 | 39687 | 0% | 39687 | 0
Offsite Asphalt Sawcut and Removal | 32-0506 | S | OFFSITE | Allowance | LS | 1 | 25000 | 0% | 25000 | 25000
Offsite Paving | 32-1216 | S | OFFSITE | Budget | LS | 1 | 795028.78 | 0% | 795028.78 | 795028.78 |  | Total Take of 150k SF of 7"/10" with 1" UTAC. Excluding round about. To be completed by Henderson.
Offsite Curbs and Gutters | 32-1613 | S | OFFSITE | Budget | LS | 1 | 139232 | 0% | 139232 | 139232
Offsite Concrete Flatwork | 32-1623 | S | OFFSITE | Budget | LS | 1 | 154692 | 0% | 154692 | 154692
Utilities | 33 | [9 empty] | 7092245.07
Temp Power | 33-0501 | A |  | Flamingo | Unit | 390 | 360.1154 | 0% | 360.1154 | 140445 |  | Flamingo actual per unit
Traffic Control, AC Removal and Patch | 33-1001 | A | OFFSITE | N/A |  |  |  | 0% | 0 | 0
Water | 33-1001 | S | ON-SITE | Budget | LS | 1 | 703298.46 | 0% | 703298.46 | 703298.46 |  | Based on civil plans, proposal, updated pricing, reduced hard dig due to bing an import site, deleted spoils (included in grading.)
Sewer | 33-3001 | S | ON-SITE | Budget | LS | 1 | 419249 | 0% | 419249 | 419249 |  | Based on civil plans and proposal for updated pricing.
Storm Drain | 33-4001 | S | ON-SITE | N/A |  |  |  | 0% | 0 | 0
Sub Drains | 33-4116 | A | ON-SITE | Allowance | LS | 1 | 15000 | 0% | 15000 | 15000
Gas | 33-5001 | S | OFFSITE | Allowave | LF | 1400 | 218 | 0% | 218 | 305200 |  | Using what we paint per LF at Bruner. Per Rich Rial: Las Vegas Blvd. and Welpman. This is roughly 1,400’ away from the project.
Electric | 33-7101 | S | ON-SITE | Budget | LS | 1 | 499016 | 0% | 499016 | 499016 |  | Based on 4" conduit run, 4 onsite transformers and allowance for hard dig and street work.
Secondary Conduit | 33-7102 | A | ON-SITE | Allowance | LS | 1 | 50000 | 0% | 50000 | 50000
Bollards | 33-7103 | S | ON-SITE | N/A |  |  |  | 0% | 0 | 0
Cable TV | 33-8201 | S | ON-SITE | N/A |  |  |  | 0% | 0 | 0
Phone | 33-8202 | S | ON-SITE | N/A |  |  |  | 0% | 0 | 0
Off Site Water | 33-1001 | S | OFFSITE | Budget | LS | 1 | 2362698.4 | 0% | 2362698.4 | 2362698.4
Off Site Sewer | 33-3001 | S | OFFSITE | Budget | LS | 1 | 1073770.85 | 0% | 1073770.85 | 1073770.85
Off Site Storm Drain | 33-4001 | S | OFFSITE | Budget | LS | 1 | 779503.1 | 0% | 779503.1 | 779503.1
Off Site Electric | 33-7101 | S | OFFSITE | Budget | LS | 1 | 744064.26 | 0% | 744064.26 | 744064.26
Transportation | 34 | [9 empty] | 15000
Traffic Control | 34-4116 | A | OFFSITE | Allowance | LS | 1 | 15000 | 0% | 15000 | 15000
Electrical Power Generation | 48 | [9 empty] | 469750
Solar PV System | 48-1413 | S |  | Wigwam | Unit | 390 | 1025 | 0% | 1025 | 399750
Solar PV Conduit | 48-1414 | A |  | Allowance | LS | 1 | 50000 | 0% | 50000 | 50000 |  | Increase allowance to account for EV new requirements.
Car Charging Stations | 48-1913 | A |  | Allowance | LS | 1 | 20000 | 0% | 20000 | 20000
Field Surveys, Staking | 49 | [9 empty] | 486632.15
Staking | 49-0601 | S |  | Pebble | LS | 15.826 | 9000 | 0% | 9000 | 142434
Re Staking | 49-0602 | S |  | Allowance | LS | 15.826 | 1000 | 0% | 1000 | 15826 |  | Additional budgeted for offsite utilities.
Certs and Verifications | 49-0603 | S |  | Allowance | LS | 1 | 7500 | 0% | 7500 | 7500
Slab Testing | 49-0801 | S |  | Pebble | LS | 15.826 | 5775 | 0% | 5775 | 91395.15
Grading Testing | 49-0802 | S |  | Pebble | LS | 15.826 | 5000 | 0% | 5000 | 79130
Other Testing | 49-0803 | S |  | Pebble | LS | 15.826 | 5000 | 0% | 5000 | 79130
Masonry Testing | 49-0807 | S |  | Allowance | LS | 15.826 | 1000 | 0% | 1000 | 15826
Pavement Testing | 49-0808 | S |  | Allowance | LS | 15.826 | 1000 | 0% | 1000 | 15826
Third Party Inspections | 49-0950 | S |  | Pebble | LS | 15.826 | 2500 | 0% | 2500 | 39565
5th Story Factor | [10 empty] | 0
5th Story Factor |  |  |  | N/A |  |  |  | 0% | 0 | 0
Fire Command Center Control Panel |  |  |  | N/A |  |  |  | 0% | 0 | 0
Smoke Removal System |  |  |  | N/A |  |  |  | 0% | 0 | 0
Stairwell Pressurization |  |  |  | N/A |  |  |  | 0% | 0 | 0
Backup Generator |  |  |  | N/A |  |  |  | 0% | 0 | 0
Elevator Auto Closing Doors |  |  |  | N/A |  |  |  | 0% | 0 | 0
Increase Framing for 5 Story |  |  |  | N/A |  |  |  | 0% | 0 | 0
Increase Footings for 5 Story |  |  |  | N/A |  |  |  | 0% | 0 | 0
Bid Risk | Bid Risk | [9 empty] | 1254667.141
BABA | [5 empty] | 0% |  |  |  | 0
Bid Risk | [5 empty] | 2% |  |  |  | 1254667.141 |  | Not including projected tariffs
FFE | FFE Extra | [9 empty] | 1430148
Golf Carts | 11-1001 | S |  | Alper | LS | 2 | 10000 | 0% | 10000 | 20000
Convenience Store Equipment | 11-2101 | S |  | N/A |  |  | 0 | 0% | 0 | 0
Pet Wash | 11-2102 | S |  | Allowance | LS | 1 | 20000 | 0% | 20000 | 20000
Office Equipment | 11-2801 | S |  | Allowance | LS | 1 | 20000 | 0% | 20000 | 20000
Gym Exercise Equipment | 11-6613 | S |  | Decatur | LS | 2 | 47324 | 0% | 47324 | 94648
Playground | 11-6813 | S |  | Allowance | LS | 1 | 25000 | 0% | 25000 | 25000
Maintenance Shop Equipment | 11-8101 | S |  | Allowance | LS | 1 | 15000 | 0% | 15000 | 15000
Maintenance Shop Start Up Supplies | 11-8102 | S |  | Allowance | LS | 1 | 5000 | 0% | 5000 | 5000
Fixed Asset Misc. | 11-8105 | S |  | N/A |  |  |  | 0% | 0 | 0
Interior Furniture | 12-5000 | S |  | Allowance | LS | 1 | 1000000 | 0% | 1000000 | 1000000
Exterior Furniture | 12-5483 | S |  | Allowance | LS | 1 | 200000 | 0% | 200000 | 200000 |  | Based on 1 pool and 4 courtyards.
Rec Building TV Media Computer | 27-2201 | S |  | Allowance | LS | 1 | 25000 | 0% | 25000 | 25000
Rec Building Telephone System | 27-3202 | S |  | Allowance | LS | 1 | 2500 | 0% | 2500 | 2500
Maintenance Radios | 27-3243 | S |  | Allowance | LS | 2 | 1500 | 0% | 1500 | 3000
Construction Contingency | 55 | [9 empty] | 3849810.3029
Construction Contingency | 55-9800 |  |  |  |  | 6% |  |  |  | 3849810.3029 |  | Hard coded number
Sub Bonds | 50 | [9 empty] | 705798.5555
Sub Bonds | 50-9950 | B |  |  |  | 1.1% |  |  |  | 705798.5555 |  | Hard coded number
GL Insurance | 50 | [9 empty] | 680000
GL Insurance | 50-0001 |  |  |  | 3.03 per $1,000 | 3.03 |  |  |  | 350000 |  | Hard coded number
Misc. | 50-0001 |  |  |  | 5% of GL Ins. | 5% |  |  |  | 15000 |  | Hard coded number
Umbrella | 50-0001 |  |  |  | 95% of GL Ins. | 95% |  |  |  | 315000 |  | Hard coded number
Contractor Fee | 56 | [9 empty] | 5344317.6596
Overhead | 56 |  |  |  |  | 2% |  |  |  | 1336079.4149
Contractor Fee | 56 |  |  |  |  | 6% |  |  |  | 4008238.2447
Total Hard Costs | [10 empty] | 79847909.0106
0
General Requirements | 01 |  |  | 3849810.3029 | [10 empty] | 6% General Conditions
Existing Conditions | 02 |  |  | 12000 | [10 empty] | 64163505.0486
Concrete | 03 |  |  | 2546599.1981 | [10 empty] | 3849810.3029
Parking Garage | 03-G |  |  | 0 | [10 empty] | 148069.627
Masonry | 04 |  |  | 275600
Metals | 05 |  |  | 609026.9756
Wood, Plastics, & Composites | 06 |  |  | 9324491
Thermal & Moisture Protection | 07 |  |  | 2237303.7715
Openings | 08 |  |  | 690619
Finishes | 09 |  |  | 6934652.5816
Specialties | 10 |  |  | 700376.2872
Equipment | 11 |  |  | 1385515
Furnishings | 12 |  |  | 2369433.4151
Special Construction | 13 |  |  | 1134489
Trash Chute | 13-G |  |  | 0
Conveying Equipment | 14 |  |  | 508000
Fire Suppression | 21 |  |  | 1322806.25
Plumbing | 22 |  |  | 4783145.5
HVAC | 23 |  |  | 3866250
Electrical | 26 |  |  | 5287886.1
Communications | 27 |  |  | 253754.65
Electronic Safety & Security | 28 |  |  | 1349898.75
Earthwork | 31 |  |  | 1455055.4581
Exterior Improvements | 32 |  |  | 7622826.8914
Utilities | 33 |  |  | 7092245.07
Transportation | 34 |  |  | 15000
Electrical Power Generation | 48 |  |  | 469750
Field Surveys, Staking | 49 |  |  | 486632.15
5th Story Factor |  |  |  | 0
Bid Risk |  |  |  | 1254667.141
FFE |  |  |  | 1430148
Construction Contingency | 55 |  |  | 3849810.3029
Sub Bonds | 50 |  |  | 705798.5555
GL Insurance | 50 |  |  | 680000
Contractor Fee | 56 |  |  | 5344317.6596
Total Hard Costs |  |  |  | 79847909.0106
0
Cost Code
Total
01 - General Requirements | 01 |  |  |  | 3849810.3029
02 - Existing Conditions | 02 |  |  |  | 12000
03 - Concrete | 03 |  |  |  | 2546599.1981
04 - Masonry | 04 |  |  |  | 275600
05 - Metals | 05 |  |  |  | 609026.9756
06 - Wood, Plastics, & Composites | 06 |  |  |  | 9324491
07 - Thermal & Moisture Protection | 07 |  |  |  | 2237303.7715
08 - Openings | 08 |  |  |  | 690619
09 - Finishes | 09 |  |  |  | 6934652.5816
10 - Specialties | 10 |  |  |  | 700376.2872
11 - Equipment | 11 |  |  |  | 1385515
12 - Furnishings | 12 |  |  |  | 2369433.4151
13 - Special Construction | 13 |  |  |  | 1134489
14 - Conveying Equipment | 14 |  |  |  | 508000
21 - Fire Suppression | 21 |  |  |  | 1322806.25
22 - Plumbing | 22 |  |  |  | 4783145.5
23 - HVAC | 23 |  |  |  | 3866250
26 - Electrical | 26 |  |  |  | 5287886.1
27 - Communications | 27 |  |  |  | 253754.65
28 - Electronic Safety & Security | 28 |  |  |  | 1349898.75
31 - Earthwork | 31 |  |  |  | 1455055.4581
32 - Exterior Improvements | 32 |  |  |  | 7622826.8914
33 - Utilities | 33 |  |  |  | 7092245.07
34 - Transportation | 34 |  |  |  | 15000
48 - Electrical Power Generation | 48 |  |  |  | 469750
49 - Field Surveys, Staking | 49 |  |  |  | 486632.15
Bid Risk | Bid Risk |  |  |  | 1254667.141
FFE Extra | FFE Extra |  |  |  | 1430148
50 - Sub Bonds | 50 |  |  |  | 1385798.5555
55 - Construction Contingency | 55 |  |  |  | 3849810.3029
56 - Contractor Fee | 56 |  |  |  | 5344317.6596
Total |  |  |  |  | 79847909.0106
check |  |  |  |  | 0
FOR ADJUSTMENTS
Appliances, Flooring & Blinds
Flooring - Units | 09-6001 |  |  |  | 597070.13 | 09
Common Wood | 09-6401 |  |  |  | 0 | 09
Common Vinyl | 09-6517 |  |  |  | 0 | 09
Hall Flooring | 09-6520 |  |  |  | 221606.95 | 09
Hall Flooring - Elevators | 09-6520A |  |  |  | 0 | 09
Common - Plank | 09-6521 |  |  |  | 0 | 09
Common - VCT | 09-6522 |  |  |  | 0 | 09
Common - Rubber Floor | 09-6566 |  |  |  | 44551.2 | 09
Common - Carpet | 09-6802 |  |  |  | 41375 | 09
Appliances | 11-3013 |  |  |  | 1385515 | 11
Blinds | 12-2100 |  |  |  | 170273.1959 | 12
Total Appliances, Flooring & Blinds |  |  |  |  | 2460391.4759
Site Work
Major Categories
Existing Conditions | 2 |  |  |  | 12000
Earthwork | 31 |  |  |  | 1455055.4581
Exterior Improvements | 32 |  |  |  | 7622826.8914
Utilities | 33 |  |  |  | 7092245.07
Transportation | 34 |  |  |  | 15000
Electrical Power Generation | 48 |  |  |  | 469750
Minor Categories
Carports | 13-3401 |  |  |  | 859500
Dumpsters | 06-0111 |  |  |  | 0
Gazebo |  |  |  |  | 0
Other Site |  |  |  |  | 0
Pools and Spas | 13-1113 |  |  |  | 267940
Offsite Street Signs | 10-1454OFFSITE |  |  |  | 0
Street Lights | 26-5613OFFSITE |  |  |  | 0
Pump House Concrete | 03-3101 |  |  |  | 1689598.275
Total Site Work |  |  |  |  | 19483915.6945
Offsite Asphalt Sawcut and Removal | 32-0506OFFSITE |  |  | already included in 32
Offsite Paving | 32-1216OFFSITE |  |  | already included in 32
Offsite Curbs and Gutters | 32-1613OFFSITE |  |  | already included in 32
Offsite Concrete Flatwork | 32-1623OFFSITE |  |  | already included in 32
Storm Drain | 33-4001OFFSITE |  |  | already included in 33
Off Site Water | 33-1001OFFSITE |  |  | already included in 33
Off Site Sewer | 33-3001OFFSITE |  |  | already included in 33
Off Site Electric | 33-7101OFFSITE |  |  | already included in 33
Traffic Control | 34-4116OFFSITE |  |  | already included in 34
Pump House Concrete | 03-3101
HOME FUNDS INELIGIBLE COSTS
Offsite Work
Offsite Street Signs | 10-1454OFFSITE |  |  |  | 0
Street Lights | 26-5613OFFSITE |  |  |  | 0
Offsite Asphalt Sawcut and Removal | 32-0506OFFSITE |  |  |  | 0
Offsite Paving | 32-1216OFFSITE |  |  |  | 0
Offsite Curbs and Gutters | 32-1613OFFSITE |  |  |  | 0
Offsite Concrete Flatwork | 32-1623OFFSITE |  |  |  | 0
Off Site Water | 33-1001OFFSITE |  |  |  | 0
Off Site Sewer | 33-3001OFFSITE |  |  |  | 0
Storm Drain | 33-4001OFFSITE |  |  |  | 0
Off Site Electric | 33-7101OFFSITE |  |  |  | 0
Traffic Control | 34-4116OFFSITE |  |  |  | 0
Other Ineligible Costs
Major Categories
Parking Garage | 03-G |  |  |  | 0
Minor Categories
Pump House Concrete | 03-3101 |  |  |  | 1689598.275
Pool Area Shower Concrete | 03-3105 |  |  |  | 2500
Cabana Concrete | 03-3107 |  |  |  | 23500
Pool Equipment Foundation | 03-3108 |  |  |  | 4000
Deck Concrete | 03-5001 |  |  |  | 70606.2331
Masonry Veneer Pool Area | 04-4305 |  |  |  | 40000
Pool Equipment Shower Stone | 04-4306 |  |  |  | 15000
Cabana Iron | 05-7004 |  |  |  | 0
Pool Equipment Gate | 05-7005 |  |  |  | 2000
Cabana Framing | 06-1109 |  |  |  | 15000
BBQ Framing | 06-1110 |  |  |  | 20000
Fireplace Framing | 06-1111 |  |  |  | 0
Trellis | 06-1114 |  |  |  | 0
BBQ Trim | 06-2006 |  |  |  | 9600
Cabana Roofing | 07-3002 |  |  |  | 15000
Pump House Roofing | 07-3002 |  |  |  | 15000
Pool Equipment Windows | 08-5303 |  |  |  | 0
Pool Glass Walls | 08-8001 |  |  |  | 0
Stucco - Pump House | 09-2423 |  |  |  | 1164052.6016
Stucco - Cabana | 09-2423 |  |  |  | 1164052.6016
Stucco - Pool Wall | 09-2423 |  |  |  | 1164052.6016
Unit Carport Signs | 10-1401 |  |  |  | 82680
Fire Places - Pool Area | 10-3200 |  |  |  | 3500
BBQ Units | 10-3355 |  |  |  | 26880
BBQ Top | 12-3609 |  |  |  | 48000
Pools and Spas | 13-1113 |  |  |  | 267940
Carports | 13-3401 |  |  |  | 859500
Pool Equipment Cover | 13-3402 |  |  |  | 7049
Pool and Spa Lifts | 14-4101 |  |  |  | 13000
Pool Area | 22-1003 |  |  |  | 24612
Pool Equipment | 22-1007 |  |  |  | 6000
Carports Electrical | 26-1001 |  |  |  | 4355958.1
Carport Fixtures | 26-5001 |  |  |  | 293250
Cabana Electrical | 26-1001 |  |  |  | 4355958.1
Cabana Fixtures | 26-5004 |  |  |  | 5000
Pool Lighting Electrical | 26-1004 |  |  |  | 50000
Pool Lighting Fixtures | 26-5603 |  |  |  | 20000
Pool Equipment Electrical | 26-1007 |  |  |  | 2500
Pump House Electrical | 26-1001 |  |  |  | 4355958.1
Pump House Fixtures | 26-5001 |  |  |  | 293250
Pool Decks | 32-1402 |  |  |  | 46380
Pool Hardscape | 32-1626 |  |  |  | 10000
Pool Fence | 32-3106 |  |  |  | 35900
Pool Walls | 32-3208 |  |  |  | 60000
Pet Wash | 11-2102 |  |  |  | 20000
Office Equipment | 11-2801 |  |  |  | 20000
Gym Exercise Equipment | 11-6613 |  |  |  | 94648
Playground / Basketball Hoop | 11-6813 |  |  |  | 25000
Rec Building TV Media Computer | 27-2201 |  |  |  | 28600
Rec Building Telephone System | 27-3202 |  |  |  | 2500

## Insurance_Bonds
West Henderson | [12 empty] | Contractor Insurance and Bonds
| Contractor General Liability Insurance |  |  |  |  | P&P Bond
| Underlying Policy (First $1 mm) |  |  |  |  | Months of Construction |  | 18
| Rate (per $1,000 of Contractor Revenue) |  | 3.7395 |  |  | Total Hard Costs |  | 77376747.9165
| Total GC Contract |  | 77376747.9165
| Subtotal |  | 289350.3488
| Fees/Taxes/Possible Increases |  | 22424.652 | 7.75% |  | Basic Rate Table
| Total Insurance |  | 311775.0009 | [8 empty] | Total
[8 empty] | Rate Per $K | Contract Price | Base Rate | Surcharge | Premium
| Umbrella Policy ($20 mm Excess Coverage) |  |  |  |  | First | 100000 | 14.4 | 100000 | 1440 | 0.06 | 1526.4
| Rate (per $1,000 of Contractor Revenue) |  | 3.996 |  |  | Next | 400000 | 13.68 | 400000 | 5472 | 0.06 | 5800.32
| Total GC Contract |  | 77376747.9165 |  |  | Next | 2000000 | 8.7 | 2000000 | 17400 | 0.06 | 18444
| Subtotal |  | 309197.4847 |  |  | Next | 2500000 | 6.9 | 2500000 | 17250 | 0.06 | 18285
| Fees/Taxes/Possible Increases |  | 18551.8491 | 6% |  | Next | 2500000 | 6.3 | 2500000 | 15750 | 0.06 | 16695
| Total Umbrella |  | 327749.3338 |  |  | Next | 2500000 | 5.76 | 69876747.9165 | 402490.068 | 0.06 | 426639.4721
[6 empty] | Over | 10000000 | 5.76 |  | 0 | 0 | 0
| Total GL Insurance |  | 639524.3346 |  |  |  |  | Totals | 77376747.9165 | 459802.068 |  | 487390.1921
| Annual Policy Inflation |  | 10%
% Completed by Year
|  |  |  | Policy Allocation |  | Sub Bonds
| Year |  | % Completed | Pre-Inflation | Post-Inflation | Sub Bonds % |  | 1.3%
| 1 |  | 85.92% | 549491.8529 | 549491.8529 | Applicable Costs* |  | 27580796.1996
| 2 |  | 14.08% | 90032.4817 | 99035.7299 | Sub Bonds |  | 358550.3506
| 3 |  | 0% | 0 | 0 | *Hard Costs excluding FF&E, Contingency, Insurance, Contractor Fee, and General Requirements
|  | Total GL Insurance |  | 639524.3346 | 648527.5828
Summary of Contractor Insurance and Bonds
|  |  | Include In Budget | Budget
| Contractor General Liability Insurance | 648527.5828 | x | 648527.5828
| P&P Bond | 487390.1921 |  | 0
| Sub Bonds | 358550.3506 | x | 358550.3506
| Subtotal | 1494468.1255 |  | 1007077.9334
Note on M10: Erik Sorensen: Update
Note on E11: Erik Sorensen: Previously 2.77. Increased 35% per new insurance quote.
Note on M11: Victor Alvarez: Hardcoded to break circular reference with Level 3!L14. Previously: ='Level 3'!L14. Update manually when Level 3 total cost changes.
Note on E12: Victor Alvarez: Hardcoded to break circular reference with Level 3!L14. Previously: ='Level 3'!L14. Update manually when Level 3 total cost changes.
Note on E18: Erik Sorensen: Previously 2.96. Increased 35% per new insurance quote.

## Level 3
Project Details |  |  | Unit Breakdown |  |  |  | Breakdown Per Building | [7 empty] | List of Take offs |  |  | List of Take offs |  |  | List of Take offs
Project | West Henderson |  | Unit Type | Number | % |  | Bldg. | Levels | Unit | 1 Br - 1 Ba | 2 Br - 1 Ba | 2 Br - 2 Ba | 3 Br - 2 Ba | GSF | Slab SF | 145399.85 | GSF (Provided in Matrix) | 1 Br - 1 Ba Counter | 9150.98 | SF | Structural | 59616.52
Budget Level | Level 3 |  | Studios | 0 | 0% |  | 1 | 3 | 169 | 87 | 17 | 48 | 17 | 185300 | Elevators | 4 | Count | 2 Br - 1 Ba Counter | 2673.44 | SF | Corridor Bldg. 1 | 19288 | SF
Product | Affordable |  | 1 Br - 1 Ba | 178 | 45.64% |  | 2 | 2 | 24 | 9 | 7 | 8 | 0 | 24353 | Elevators Stops | 12 | Count | 2 Br - 2 Ba Counter | 2893.8 | SF | Corridor Bldg. 2 | 2159 | SF
UPDATED | 2025-12-29 |  | 2 Br - 1 Ba | 49 | 12.56% |  | 3 | 3 | 173 | 73 | 18 | 51 | 31 | 192543 | Trash Encl. | 13 | Provided in Site Plan | 3 Br - 2 Ba Counter | 3543.36 | SF | Corridor Bldg. 3 | 20355 | SF
Timeline | 26 |  | 2 Br - 2 Ba | 115 | 29.49% |  | 4 | 2 | 24 | 9 | 7 | 8 | 0 | 24353 | Stairs | 17 | Count | 1x1 Decks | 3440 | SF | Corridor Bldg. 4 | 2159 | SF
Floors | 2 & 3 Levels |  | 3 Br - 2 Ba | 48 | 12.31% | [9 empty] | Pool | 1 |  | 2x1 Decks |  | SF | TOTAL | 43961 | SF
Bldg. SF | 422635 |  | Totals | 390 | 100% |  | Totals | 10 | 390 | 178 | 49 | 115 | 48 | 426549 | Gym | 2 |  | Lightweight | 261305.65 | SF | BBQ | 8 | Count
Acres | 15.826 |  | Parking | [11 empty] | Iron Rail | 3228 | LF | Pavers | 900 | SF | Fire Pumps | 1 | Count
Site SF | 689380.56 |  | Garage Parking |  | 0 | [9 empty] | Roofing | 1734.0111 | Square | Pool Deck | 7964 | SF | Asphalt Onsite | 243608.62
Buildings | 4 |  | Cover Parking |  | 375 | [9 empty] | Stucco | 28186.002 | Square Yard | Pool Fence | 372 | LF | Asphalt Offsite | 145460
Reports Available |  |  | Open Parking |  | 320 | [9 empty] | GSF | 329873 | SF | Dog Park Fence | 400 | LF
Site Evaluation Report (GCW) | 2023-05-16 |  | Accessible Parking |  | 16 | [9 empty] | Carports | 375 | Count | Common Bldg. 1 | 7476 | SF
Soils Report (Universal) | 2025-07-10 |  | Private Garages |  | 0 |  |  |  | TOTAL COST |  | 77376747.9165 |  |  |  | Stairs Landings | 47 | Landings | Common Bldg. 2 | 0 | SF
Alta Survey (Wallace) | 2024-10-18 |  | Total Parking Provided |  | 711 |  |  |  | PER UNIT |  | 198401.9177 |  |  |  | Pump House | 1 | EA | Common Bldg. 3 | 1888 | SF
Plans | 2025-10-08 |  | Parking Ratio |  | 1.8231 |  |  |  | PER GSF |  | 183.0817 |  |  |  | Lock Boxes | 10 | EA | Common Bldg. 4 | 1557 | SF
NVE Planning Memo | 2023-04-27 | [13 empty] | Awning Small | 58 | EA | Common Bldg. 5 | 0 | SF
[15 empty] | Awning Large | 10 | EA | HVAC ADD Count | 135.2564
Description | Cost Code | Cost Category | Sub job | Source | Unit Meas. | QTY | Unit Cost | Esc. % | T. Unit Cost | Sub Total | Total | Description / Details
General Requirements | 01 | S | [5 empty] | 6% |  | 3857213.6955
General Requirements | 01 | [9 empty] | 3857213.6955
Potholing | 02-3213 | S | ON-SITE | Allowance |  | 1 | 12000 | 0% | 12000 | 12000
Existing Conditions | 02 | [9 empty] | 12000
Slabs | 03-3101 | S | BUILDING | Proposal | SF | 145399.85 | 9.5 | 0% | 9.5 | 1381298.575 |  | Proposal by NRC at $9.16/sf
Deepened Footings | 03-3101 | S | BUILDING | N/A |  |  |  |  | 0 | 0
Concrete Slab Repairs | 03-3101 | RR | BUILDING | Allowance | LS | 1 | 7500 | 0% | 7500 | 7500
Pump House Concrete | 03-3101 | S | PUMPHOUSE | Allowance | LS | 1 | 10000 | 0% | 10000 | 10000
Trash Enclosure Concrete | 03-3102 | S | OTHER SITE | Bruner | Count | 14 | 5500 | 0% | 5500 | 77000
Pool Area Shower Concrete | 03-3105 | S | POOL AREA | Allowance | LS | 1 | 2500 | 0% | 2500 | 2500
Cabana Concrete | 03-3107 | S | POOL AREA | Allowance | LS | 1 | 35000 | 0% | 35000 | 35000 |  | Added $15k for sunken seating at pool area courtyard
Pool Equipment Foundation | 03-3108 | S | POOL EQUIP | Allowance | LS | 1 | 7500 | 0% | 7500 | 7500
Lightweight Concrete | 03-3116 | S | BUILDING | Bruner | SF | 261305.65 | 2.6 | 0% | 2.6 | 679394.69
Deck Concrete | 03-5001 | S | BUILDING | Bruner | SF | 3440 | 20.5251 | 0% | 20.5251 | 70606.2331
Concrete | 03 | [9 empty] | 2270799.4981
Elevator Shaft | 04-2201 | S | BUILDING | Bruner | Per Stop | 12 | 14000 | 0% | 14000 | 168000 |  | Elevator shaf plus elevator pits.
Trash Enclosure | 04-2202 | S | OTHER SITE | Bruner | Count | 14 | 6500 | 0% | 6500 | 91000
Masonry Veneer | 04-4301 | S | ON-SITE | Allowance | LS | 1 |  |  | 0 | 0
Masonry Veneer Pool Area | 04-4305 | S | POOL AREA | Allowance | LS | 4 | 10000 | 0% | 10000 | 40000
Pool Eq. Shower Stone | 04-4306 | A | POOL EQUIP | Allowance | LS | 1 | 15000 | 0% | 15000 | 15000
Masonry | 04 | [9 empty] | 314000
Structural Steel | 05-1201 | S | BUILDING | Allowance | LSB | 59616.52 | 5 | 0% | 5 | 298082.6
Elevator Shaft Iron | 05-1202 | S | BUILDING | Budget | Elevators | 4 | 4100 | 0% | 4100 | 16400
Stair Handrails | 05-5201 | S | BUILDING | Bruner | EA | 47 | 2000 | 0% | 2000 | 94000
Garage Stair Railings | 05-5201 | S | BUILDING | N/A |  |  | 0 | 0% | 0 | 0
Shower Cover | 05-7003 |  | POOL AREA | Allowance | LS | 1 | 6000 | 0% | 6000 | 6000 |  | ADDED LINE
Cabana Iron | 05-7004 | S | POOL AREA | N/A |  |  | 0 | 0% | 0 | 0
Pool Equipment Gate | 05-7005 | S | POOL EQUIP | Bruner | Count | 1 | 2000 | 0% | 2000 | 2000
Iron Railings | 05-7300 | S | BUILDING | Bruner | LF | 3228 | 93 | 0% | 93 | 300204
Cable Railings | 05-7316 | S | COMMON AREA | N/A |  |  | 0 | 0% | 0 | 0
Metals | 05 | [9 empty] | 716686.6
Dumpsters | 06-0111 | S | DUMPSTERS |  |  |  | 0 | 0% | 0 | 0
Framing | 06-1100 | S | BUILDING | Proposals | SF | 422635 | 17.7166 | 0% | 17.7166 | 7487665.3333 |  | Average of 3 best proposals
Framing - Crane | 06-1100 | S | BUILDING | N/A |  |  |  | 0% | 0 | 0
Cabana Framing | 06-1109 | S | COMMON AREA | Allowance | LS | 1 | 15000 | 0% | 15000 | 15000
BBQ Framing | 06-1110 | S | COMMON AREA | Allowance | LS | 8 | 2500 | 0% | 2500 | 20000
Fireplace Framing | 06-1111 | S | COMMON AREA | N/A |  |  |  | 0% | 0 | 0
Trellis | 06-1114 | S | BUILDING | N/A |  |  |  | 0% | 0 | 0
Pool Equipment Framing | 06-1114 | S | POOL EQUIP | N/A |  |  |  | 0% | 0 | 0
Finish Carpentry - Units | 06-2001 | S | BUILDING | Proposal | Liav GSF | 329873 | 3.55 | 0% | 3.55 | 1171049.15
Finish Carpentry - Common | 06-2001 | S | COMMON AREA | Proposal | Common SF | 87842 | 5.7149 | 0% | 5.7149 | 502007
Finish Carpentry - Pump House | 06-2001S | S | PUMPHOUSE | Allowance | LS | 1 | 2500 | 0% | 2500 | 2500
BBQ Trim | 06-2006 | S | COMMON AREA | Allowance | LS | 8 | 1200 | 0% | 1200 | 9600
Shutters | 06-4919 | S | BUILDING | N/A |  |  |  | 0% | 0 | 0
Wood, Plastics, & Composites | 06 | [9 empty] | 9207821.4833
Insulation | 07-2101 | S | BUILDING | Proposals | SF | 422635 | 2.3795 | 0% | 2.3795 | 1005655 |  | Average of 3 best proposals
Insulation - PH | 07-2101 | S | PUMPHOUSE | Proposal | SF | 450 | 2.3795 | 0% | 2.3795 | 1070.7697
Roofing | 07-3001 | S | BUILDING | Proposals | Square | 1734.0111 | 572.5323 | 0% | 572.5323 | 992777.3333 |  | Average of 3 best proposals
Roofing - PH | 07-3001 | S | PUMPHOUSE | Allowance | LS | 1 | 7500 | 0% | 7500 | 7500
Cabana Roofing | 07-3002 | S | COMMON AREA | Allowance | LS | 1 | 5500 | 0% | 5500 | 5500
Pump House Roofing | 07-3002 | S | PUMPHOUSE | Allowance | LS | 1 | 9500 | 0% | 9500 | 9500
Pool Equipment Roofing | 07-3003 | S | POOL EQUIP | Allowance | LS | 0 | 7500 | 0% | 7500 | 0
Trash Enclosure Cover | 07-6101 | S | OTHER SITE | Bruner | Count | 14 | 6000 | 0% | 6000 | 84000
Pigeon Proofing | 07-7001 | S | BUILDING | Allowance | LS | 1 | 25000 | 0% | 25000 | 25000
Gutters and Downspouts | 07-7124 | S | BUILDING | Allowance | LS | 1 | 25000 | 0% | 25000 | 25000
Roof Ladders | 07-7210 | S | BUILDING | Bruner | Count | 8 | 2000 | 0% | 2000 | 16000
Roof Access Doors | 07-7233 | S | BUILDING | Bruner | Count | 8 | 3000 | 0% | 3000 | 24000
Roof Winch | 07-7250 | S | BUILDING | N/A |  |  |  | 0% | 0 | 0
Thermal & Moisture Protection | 07 | [9 empty] | 2196003.103
Entry Doors | 08-1001 | S | COMMON AREA | N/A |  |  |  | 0% | 0 | 0
Common Doors | 08-1002 | S | COMMON AREA | Included |  |  |  | 0% | 0 | 0
Pocket Doors - 3 Panel | 08-1002 | S | BUILDING | N/A |  |  |  | 0% | 0 | 0
Garage Doors | 08-3619 | S | BUILDING | N/A |  |  |  | 0% | 0 | 0
Windows and Sliding Glass Doors | 08-5301 | S | BUILDING | Contempo Proposal | Per Unit | 390 | 1400 | 0% | 1400 | 546000
Windows Repair and Replacement | 08-5301 | RR | BUILDING | Allowance | Per Unit | 390 | 100 | 0% | 100 | 39000
Pool Equipment Windows | 08-5303 | S | POOL EQUIP | N/A |  |  |  | 0% | 0 | 0
Pool Glass Walls | 08-8001 | S | POOL AREA | N/A |  |  |  | 0% | 0 | 0
Fixed Glass | 08-8002 | S | BUILDING | N/A |  |  |  | 0% | 0 | 0
Mirrors - LED | 08-8301 | S | BUILDING | N/A |  |  |  | 0% | 0 | 0
Mirrors - LED Install | 08-8302 | S | BUILDING | N/A |  |  |  | 0% | 0 | 0
Mirrors - Framed | 08-8301 | S | BUILDING | N/A |  |  |  | 0% | 0 | 0
Mirrors - Polished Edges (Units) | 08-8301 | S | BUILDING | Bruner | Bathrooms | 553 | 150 | 0% | 150 | 82950
Mirrors - Polished Edges (Restrooms) | 08-8301 | S | BUILDING | Allowance | Count | 4 | 500 | 0% | 500 | 2000
Openings | 08 | [9 empty] | 669950
Cost Prep Labor | 09-0101 | S | BUILDING |  |  |  | 0.05 | 0% | 0.05 | 0
Cost Prep Mat | 09-0102 | S | BUILDING | Allowance | LS | 1 | 25000 | 0% | 25000 | 25000
Clean Up - Final | 09-0103 | S | BUILDING | Bruner | SF | 422635 | 0.85 | 0% | 0.85 | 359239.75
Clean Up - During Construction | 09-0104 | S | BUILDING | Allowance | LS | 1 | 50000 | 0% | 50000 | 50000
Dumpsters | 09-0113 | S | DUMPSTERS | Allowance | LS | 1 | 20000 | 0% | 20000 | 20000
Clean Up - Hauling Exterior | 09-0121 | S | ON-SITE | Allowance | LS | 1 | 10000 | 0% | 10000 | 10000
Stucco | 09-2423 | S | BUILDING | Proposal | SY | 28186.002 | 39.3114 | 0% | 39.3114 | 1108030 |  | Average of 2 best proposals
Stucco - Pump House | 09-2423 | A | PUMPHOUSE | Allowance | LS | 1 | 6000 | 0% | 6000 | 6000
Stucco - Walls | 09-2424 | S | POOL AREA | N/A |  |  |  | 0% | 0 | 0
Stucco - Pool Area | 09-2428 | A | POOL AREA | Decatur | LS | 2 | 30000 | 0% | 30000 | 60000 |  | Included allowance for courtyard low walls stucco. Decatur was $30k.
Stucco - Cabana | 09-2429 | S | POOL AREA | N/A | LS | 1 | 10000 | 0% | 10000 | 10000
Stucco - Pool Equipment | 09-2430 | S | POOL EQUIP | N/A |  |  |  | 0% | 0 | 0
Stucco - Repairs | 09-2423 | A | BUILDING | Allowance | LS | 1 | 7500 | 0% | 7500 | 7500
Drywall | 09-2905 | S | BUILDING | Proposal | SF | 422635 | 7.6967 | 0% | 7.6967 | 3252904 |  | Average of 3 best proposals
Drywall - Pump House | 09-2905 | S | PUMPHOUSE | Allowance | LS | 1 | 2000 | 0% | 2000 | 2000
Drywall - Repairs | 09-2905 | A | BUILDING | Allowance | Unit | 390 | 85 | 0% | 85 | 33150
Tile Tubs and Showers | 09-3001 | S | BUILDING | N/A |  |  |  | 0% | 0 | 0
Common Tile | 09-3002 | S | COMMON AREA | Bruner | Unit | 342 | 407.9858 | 0% | 407.9858 | 139531.1521 |  | Using Bruner proposal by Seamless / per unit for buildings 1 & 3 unit as unit measurement.
Kitchen Backsplash | 09-3003 | S | BUILDING | N/A |  |  |  | 0% | 0 | 0
Cabana Tile | 09-3008 | S | POOL AREA | Allowance | LS | 1 | 50000 | 0% | 50000 | 50000 |  | Allowance based on Decatur cost.
Flooring - Units | 09-6001 | S | BUILDING | Bruner | SY | 36652.5556 | 17.1 | 0% | 17.1 | 626758.7
Common Wood | 09-6401 | S | COMMON AREA |  |  | 0 | 30184 | 0% | 30184 | 0
Common Vinyl | 09-6517 | S | COMMON AREA |  |  | 0 | 1994 | 0% | 1994 | 0
Hall Flooring | 09-6520 | S | COMMON AREA | Bruner | Unit | 390 | 750 | 0% | 750 | 292500 |  | Hallway flooring within the Common Plank budget.
Hall Flooring - Elevators | 09-6520 | A | COMMON AREA | Allowance | Count | 4 | 1000 | 0% | 1000 | 4000
Common - Plank | 09-6521 | S | COMMON AREA |  |  |  | 750 | 0% | 750 | 0
Common - VCT | 09-6522 | S | COMMON AREA |  | SF | 0 | 0.182 | 0% | 0.182 | 0
Common - Rubber Floor (Ecore) | 09-6566 | S | COMMON AREA | Bruner | SF | 2280 | 19.54 | 0% | 19.54 | 44551.2
Common - Carpet Stairs | 09-6802 | S | COMMON AREA | Torrey Pines | Flight Stais | 47 | 1500 | 0% | 1500 | 70500
Hall Runner Install | 09-6803 | S | COMMON AREA | Allowance | Unit | 390 | 50 | 0% | 50 | 19500
Hall Runner Materials | 09-6804 | S | COMMON AREA | Allowance | Unit | 390 | 150 | 0% | 150 | 58500
Painting - Repairs | 09-9101 | A | BUILDING | Allowance | Unit | 390 | 85 | 0% | 85 | 33150
Painting | 09-9101 | S | BUILDING | Bruner | SF | 422635 | 1.92 | 0% | 1.92 | 811459.2
Painting - Pump House | 09-9101 | S | PUMPHOUSE | Allowance | LS | 1 | 2000 | 0% | 2000 | 2000
Painting - Walls | 09-9102 | S | BUILDING | N/A |  |  | 0 | 0% | 0 | 0
Painting - Pool Area | 09-9106 | S | POOL AREA | Decatur | LS | 2 | 6000 | 0% | 6000 | 12000
Wall Covering | 09-9110 | S | COMMON AREA | Bruner | SF | 422635 | 0.12736 | 0% | 0.12736 | 53828.1564
Walls - Specialty | 09-9110 | S | COMMON AREA | Allowance | LS | 1 | 5000 | 0% | 5000 | 5000
Finishes | 09 | [9 empty] | 7167102.1585
Entry Directory | 10-1300 | S | ON-SITE | N/A |  |  |  | 0% | 0 | 0
Unit Carport Signs | 10-1401 | S | CARPORT | Pebble | Unit | 390 | 212 | 0% | 212 | 82680
Site Signage | 10-1404 | S | ON-SITE | Allowance | LS | 1 | 20000 | 0% | 20000 | 20000
Entry Sign Letters | 10-1419 | S | ON-SITE | Allowance | LS | 1 | 5000 | 0% | 5000 | 5000
Offsite Street Signs | 10-1454 | S | OFFSITE | Allowance | LS | 1 | 7000 | 0% | 7000 | 7000
Bath Accessories | 10-2816 | S | BUILDING | Allowance | LS | 1 | 17500 | 0% | 17500 | 17500
Shower Doors | 10-2919 | S | BUILDING | N/A |  |  |  | 0% | 0 | 0
Fire Places | 10-3000 | S | BUILDING | Allowance | LS | 2 | 3500 | 0% | 3500 | 7000
Fire Places - Pool Area | 10-3200 | S | POOL AREA | Allowance | LS | 1 | 3500 | 0% | 3500 | 3500
BBQ Units | 10-3355 | S | POOL AREA | Arzano | LS | 8 | 3360 | 0% | 3360 | 26880
Lock Boxes | 10-4116 | S | ON-SITE | Allowance | Count | 10 | 600 | 0% | 600 | 6000
Fire Extinguishers | 10-4416 | S | BUILDING | Allowance | Unit | 390 | 80 | 0% | 80 | 31200
Mail Boxes | 10-5523 | S | BUILDING | Pebble | Unit | 390 | 230.2821 | 0% | 230.2821 | 89810
Closet Shelving | 10-5723 | S | BUILDING | Proposal | Unit | 390 | 425.641 | 0% | 425.641 | 166000
Window Awnings Small | 10-7313 | S | BUILDING | Torrey Pines | EA | 58 | 3000 | 0% | 3000 | 174000
Window Awnings Large | 10-7313 | S | BUILDING | Torrey Pines | EA | 10 | 9300 | 0% | 9300 | 93000
Specialties | 10 | [9 empty] | 729570
Appliances | 11-3013 | S | BUILDING | Bruner | Unit | 390 | 3169.7043 | 5% | 3328.1895 | 1297993.9231
Appliances - Laundry Room | 11-3013 | S | BUILDING | Allowance | EA | 2 | 65000 | 0% | 65000 | 130000
Appliances - Common | 11-3013 | S | BUILDING | Allowance | LS | 1 | 15000 | 0% | 15000 | 15000
Equipment | 11 | [9 empty] | 1442993.9231
Dumpsters | 12-0131 | S | DUMPSTERS |  | Unit | 0 | 79 | 0% | 79 | 0
Blinds | 12-2100 | S | BUILDING | Bruner | Per Unit | 390 | 400 | 0% | 400 | 156000
Cabinets Units | 12-3531 | S | BUILDING | Bruner | Boxes | 8559 | 140 | 0% | 140 | 1198260
Cabinet Common Areas | 12-3535 | S | BUILDING | Bruner | LS | 1.5 | 100000 | 0% | 100000 | 150000 |  | Unit proposal by Old World was at $95k.
Counter Tops Units | 12-3601 | S | BUILDING | Bruner | SF | 32355.9 | 26 | 0% | 26 | 841253.4
Counter Tops Common Areas | 12-3605 | A | BUILDING | Bruner | LS | 1.5 | 35000 | 0% | 35000 | 52500
Counter Tops Pool Area | 12-3608 | S | POOL AREA | Allowance | LS | 1 | 15000 | 0% | 15000 | 15000
BBQ Top | 12-3609 | S | POOL AREA | Allowance | LS | 8 | 6000 | 0% | 6000 | 48000
Furnishings | 12 | [9 empty] | 2461013.4
Pools and Spas | 13-1113 | S | POOL AREA | Proposal | LS | 1 | 253813.3333 | 0% | 253813.3333 | 253813.3333 |  | Average of 3 best proposals
Carports | 13-3401 | S | CARPORT | Bruner | Count | 375 | 2250 | 0% | 2250 | 843750
Pool Equipment Cover | 13-3402 | S | POOL EQUIP | Bruner | Count | 1 | 6000 | 0% | 6000 | 6000
Special Construction | 13 | [9 empty] | 1103563.3333
Elevator | 14-2400 | S | BUILDING | Proposal | Stop | 12 | 41250 | 0% | 41250 | 495000
Pool and Spa Lifts | 14-4101 | S | POOL AREA | Russell IV | Count | 2 | 6500 | 0% | 6500 | 13000
Conveying Equipment | 14 | [9 empty] | 508000
Sprinkler Design | 21-0600 | S | BUILDING | Allowance | SF | 422635 | 0.1 | 0% | 0.1 | 42263.5
Sprinkler System | 21-1313 | S | BUILDING | Bruner | SF | 422635 | 2.65 | 0% | 2.65 | 1119982.75
Fire Pump | 21-3000 | S | PUMPHOUSE | Decatur | Count | 1 | 160560 | 0% | 160560 | 160560
Fire Suppression | 21 | [9 empty] | 1322806.25
1 Bathroom Unit | 22-1001 | S | BUILDING | Proposal | Count | 227 | 10250 | 0% | 10250 | 2326750
2 Bathroom Unit | 22-1001 | S | BUILDING | Proposal | Count | 163 | 15600 | 0% | 15600 | 2542800
Plumbing - Pump House | 22-1001 | S | PUMPHOUSE | Allowance | LS | 1 | 5000 | 0% | 5000 | 5000
Pool Area | 22-1003 | S | POOL AREA | Allowance | LS | 1 | 20000 | 0% | 20000 | 20000
Pool Equipment | 22-1007 | S | POOL EQUIP | Allowance | LS | 1 | 6000 | 0% | 6000 | 6000
Plumbing | 22 | [9 empty] | 4900550
HVAC Standard | 23-3001 | S | BUILDING | Bruner | Unit | 390 | 10558.3064 | 0% | 10558.3064 | 4117739.5 |  | Average of 2 best proposals
HVAC Standard - Pump House | 23-3001 | S | PUMPHOUSE | Allowance | LS | 1 | 15000 | 0% | 15000 | 15000
HVAC | 23 | [9 empty] | 4132739.5
Electrical | 26-1001 | S | BUILDING | Proposals | SF | 422635 | 11.3271 | 0% | 11.3271 | 4787239.6667 |  | Average of 3 proposals
Electrical Fixtures | 26-5001 | S | BUILDING | Bruner | Unit | 390 | 600 | 0% | 600 | 234000
Building Electrical Fixtures | 26-5002 | S | BUILDING | Allowance | Unit | 390 | 150 | 0% | 150 | 58500
Hall Lighting Fixtures | 26-5003 | S | BUILDING | Allowance | Unit | 390 | 125 | 0% | 125 | 48750
Carports Electrical | 26-1001 | S | CARPORT | Allowance | Space | 375 | 200 | 0% | 200 | 75000
Carport Fixtures | 26-5001 | S | CARPORT | Allowance | Space | 375 | 100 | 0% | 100 | 37500
Cabana Electrical | 26-1001 | S | POOL AREA | Allowance | LS | 1 | 10000 | 0% | 10000 | 10000
Cabana Fixtures | 26-5004 | S | POOL AREA | Allowance | LS | 1 | 7500 | 0% | 7500 | 7500
Street Lights | 26-5613 | S | OFFSITE | LS | LS | 1 | 315398.25 | 0% | 315398.25 | 315398.25
Site Lighting Electrical | 26-1005 | S | ON-SITE | Allowance | Acre | 15.826 | 2500 | 0% | 2500 | 39565
Site Lighting Fixtures | 26-5602 | S | ON-SITE | Allowance | Acre | 15.826 | 2500 | 0% | 2500 | 39565
Pool Lighting Electrical | 26-1004 | S | POOL AREA | Allowance | LS | 4 | 12500 | 0% | 12500 | 50000
Pool Lighting Fixtures | 26-5603 | S | POOL AREA | Allowance | LS | 4 | 5000 | 0% | 5000 | 20000
Pool Equipment Electrical | 26-1007 | S | POOL EQUIP | Allowance | LS | 1 | 2500 | 0% | 2500 | 2500
Pump House Electrical | 26-1001 | S | PUMPHOUSE | Allowance | LS | 1 | 14250 | 0% | 14250 | 14250
Pump House Fixtures | 26-5001 | S | PUMPHOUSE | Allowance | LS | 1 | 1500 | 0% | 1500 | 1500
Electrical | 26 | [9 empty] | 5741267.9167
TV and Media | 27-2201 | A | BUILDING | Allowance | EA | 4 | 900 | 0% | 900 | 3600
DAS System | 27-3010 | S | BUILDING | Pebble | SF | 422635 | 0.59 | 0% | 0.59 | 249354.65
Pool ADA Phone | 27-3201 | S | POOL AREA | Allowance | EA | 1 | 800 | 0% | 800 | 800
Communications | 27 | [9 empty] | 253754.65
Security System | 28-1001 | S | BUILDING | Decatur | Unit | 390 | 581 | 0% | 581 | 226590
Site Security System | 28-2001 | S | ON-SITE | Pebble | Unit | 390 | 442 | 0% | 442 | 172380
Fire Alarm / Two Way Comm AOR | 28-4601 | S | BUILDING | Proposal | SF | 422635 | 2.25 | 0% | 2.25 | 950928.75
Fire Alarm - Pump House | 28-4601S | S | PUMPHOUSE | Allowance | LS | 1 | 10000 | 0% | 10000 | 10000
Electronic Safety & Security | 28 | [9 empty] | 1359898.75
Construction Water | 31-0121 | S | ON-SITE | Allowance | Acre | 15.826 | 10000 | 0% | 10000 | 158260
Dust Control | 31-0122 | S | ON-SITE | Allowance | Acre | 15.826 | 3500 | 0% | 3500 | 55391
Demolition | 31-0505 | S | ON-SITE | Allowance | LS | 1 | 26230.7829 | 0% | 26230.7829 | 26230.7829
Rock Dirt Haul Off | 31-1492 | S | ON-SITE | Budget | LS | 1 | 75000 | 0% | 75000 | 75000
Mass Grading | 31-2201 | S | ON-SITE | Budget | LS | 1 | 572075 | 0% | 572075 | 572075
Fine Grade | 31-2216 | S | ON-SITE | Budget | LS | 1 | 39022.934 | 0% | 39022.934 | 39022.934
Hard Dig | 31-2319 | S | ON-SITE | Budget | LS | 1 | 200000 | 0% | 200000 | 200000
Dewatering | 31-2322 | S | ON-SITE | N/A |  |  | 0 | 0% | 0 | 0
Storm Water Prevention | 31-2501 | S | ON-SITE | Allowance | LS | 1 | 100000 | 0% | 100000 | 100000 |  | Original was about $53k. It has been increased to $100k as account for added cost for offsite rock and SWPP measures on the south water connection road appro 90k SF
Earthwork | 31 | [9 empty] | 1225979.7169
Bond Repair | 32-0100 | RR | ON-SITE | Allowance | LS | 1 | 10000 | 0% | 10000 | 10000
Street Cleaning | 32-0111 | S | OTHER SITE | Allowance | LS | 1 | 15000 | 0% | 15000 | 15000
Asphalt Sawcut and Removal | 32-0506 | S | ON-SITE | Allowance | LS | 1 | 25000 | 0% | 25000 | 25000
Paving | 32-1216 | S | ON-SITE | Budget | LS | 1 | 750562.843 | 0% | 750562.843 | 750562.843
Seal Coat | 32-1236 | S | ON-SITE | Decatur | SF | 243608.62 | 0.17 | 0% | 0.17 | 41413.4654
Pavers | 32-1401 | S | OTHER SITE | Torrey Pines | LF | 9808 | 8.5 | 0% | 8.5 | 83368
Pool Decks | 32-1402 | S | POOL AREA | Torrey Pines | SF | 4638 | 10 | 0% | 10 | 46380
Curbs and Gutters | 32-1613 | S | ON-SITE | Budget | LS | 1 | 102649 | 0% | 102649 | 102649
Tack On Curb | 32-1614 | S | ON-SITE | Budget | LS | 1 | 203844.06 | 0% | 203844.06 | 203844.06
Concrete Flatwork | 32-1623 | S | ON-SITE | Budget | LS | 1 | 318423 | 0% | 318423 | 318423
Bus Pad | 32-1625 | S | OTHER SITE | N/A |  |  |  | 0% | 0 | 0
Pool Hardscape | 32-1626 | S | POOL AREA | Allowance | LS | 1 | 10000 | 0% | 10000 | 10000
Street Signs / Striping | 32-1700 | S | ON-SITE | Decatur | SF | 389068.62 | 0.17 | 0% | 0.17 | 66141.6654
Walls Iron | 32-3101 | S | ON-SITE | Budget | LS | 1 | 146626 | 0% | 146626 | 146626
Trash Enclosure Iron Gates | 32-3103 | S | OTHER SITE | Budget | Count | 14 | 2500 | 0% | 2500 | 35000
Site Railings | 32-3104 | A | OTHER SITE | Budget | LS | 1 | 15000 | 0% | 15000 | 15000
Dog Run Fence | 32-3105 | S | ON-SITE | Torrey Pines | LF | 250 | 80 | 0% | 80 | 20000
Pool Fence | 32-3106 | S | POOL AREA | Budget | LF | 1 | 25500 | 0% | 25500 | 25500
Pool Fence Gates | 32-3106 | S | POOL AREA | Budget | Count | 2 | 1950 | 0% | 1950 | 3900
Entry Security Gates | 32-3111 | S | ON-SITE | LS | Count | 4 | 25000 | 0% | 25000 | 100000
Entry Security Gates Electrical | 32-3112 | S | ON-SITE | LS | Count | 2 | 4500 | 0% | 4500 | 9000
Entry Gate Transmitters | 32-3113 | S | ON-SITE | Allowance | Unit | 390 | 50 | 0% | 50 | 19500
Entry Gates | 32-3114 | S | ON-SITE | Budget | Count | 2 | 1950 | 0% | 1950 | 3900
Temp Fencing | 32-3120 | S | ON-SITE | Allowance | Acre | 15.826 | 5000 | 0% | 5000 | 79130
Walls Masonry | 32-3201 | S | ON-SITE | Budget | LS | 1 | 296090 | 0% | 296090 | 296090
Walls Pilaster Caps | 32-3202 | S | ON-SITE | Included | LS | 1 | 0 | 0% | 0 | 0
Retaining Walls | 32-3204 | S | ON-SITE | Allowance | LS | 1 | 100231.3422 | 0% | 100231.3422 | 100231.3422
Pool Walls | 32-3208 | A | POOL AREA | Allowance | LS | 1 | 75000 | 0% | 75000 | 75000
Site Furniture Permanent | 32-3343 | A | BUILDING | Allowance | LS | 1 | 7000 | 0% | 7000 | 7000
Site Landscaping | 32-9001 | S | ON-SITE | Proposals | SF | 304972.92 | 7.5062 | 0% | 7.5062 | 2289198.3333 |  | Average of best 3 proposals
Site Landscaping Lighting | 32-9001 | S | ON-SITE | Allowance | LS | 1 | 10000 | 0% | 10000 | 10000
Site Landscaping Planter Pots | 32-9433 | S | ON-SITE | Proposal | LS | 0 | 39687 | 0% | 39687 | 0
Offsite Asphalt Sawcut and Removal | 32-0506 | S | OFFSITE | Allowance | LS | 1 | 25000 | 0% | 25000 | 25000
Offsite Paving | 32-1216 | S | OFFSITE | Budget | LS | 1 | 1006389.799 | 0% | 1006389.799 | 1006389.799
Offsite Curbs and Gutters | 32-1613 | S | OFFSITE | Budget | LS | 1 | 135330 | 0% | 135330 | 135330
Offsite Concrete Flatwork | 32-1623 | S | OFFSITE | Budget | LS | 1 | 173092 | 0% | 173092 | 173092
Offsite Parvin Realignment | 32-5500 | S | Offsite | Budget | LS | 1 | 0 | 0% | 0 | 0
Exterior Improvements | 32 | [9 empty] | 6247669.5083
Temp Power | 33-0501 | A |  | Flamingo | Unit | 390 | 360.1154 | 0% | 360.1154 | 140445
Start Up Utilities |  |  |  | Allowance | LS | 1 | 50000 | 0% | 50000 | 50000
Traffic Control, AC Removal and Patch | 33-1001 | A | OFFSITE | N/A |  |  |  | 0% | 0 | 0
Water | 33-1001 | S | ON-SITE | Budget | LS | 1 | 672740.65 | 0% | 672740.65 | 672740.65
Sewer | 33-3001 | S | ON-SITE | Budget | LS | 1 | 387072 | 0% | 387072 | 387072
Storm Drain | 33-4001 | S | ON-SITE | Allowance | LS | 1 | 25000 | 0% | 25000 | 25000
Sub Drains | 33-4116 | A | ON-SITE | Allowance | LS | 1 | 15000 | 0% | 15000 | 15000
Gas | 33-5001 | S | OFFSITE | Allowave | LF | 1400 | 218 | 0% | 218 | 305200
Electric | 33-7101 | S | ON-SITE | Budget | LS | 1 | 499016 | 0% | 499016 | 499016
Secondary Conduit | 33-7102 | A | ON-SITE | Allowance | LS | 1 | 50000 | 0% | 50000 | 50000
Bollards | 33-7103 | S | ON-SITE | N/A |  |  |  | 0% | 0 | 0
Cable TV | 33-8201 | S | ON-SITE | N/A |  |  |  | 0% | 0 | 0
Phone | 33-8202 | S | ON-SITE | N/A |  |  |  | 0% | 0 | 0
Off Site Water | 33-1001 | S | OFFSITE | Budget | LS | 1 | 1635293.2857 | 0% | 1635293.2857 | 1635293.2857
Off Site Sewer | 33-3001 | S | OFFSITE | Budget | LS | 1 | 436684.18 | 0% | 436684.18 | 436684.18
Off Site Storm Drain | 33-4001 | S | OFFSITE | Budget | LS | 1 | 700949.5 | 0% | 700949.5 | 700949.5
Off Site Electric | 33-7101 | S | OFFSITE | Budget | LS | 1 | 744064.26 | 0% | 744064.26 | 744064.26
Utilities | 33 | [9 empty] | 5661464.8757
Traffic Control | 34-4116 | A | OFFSITE | Allowance | LS | 1 | 15000 | 0% | 15000 | 15000
Transportation | 34 | [9 empty] | 15000
Solar PV System | 48-1413 | S |  | Bruner | SF | 422635 | 3.71 | 0% | 3.71 | 1567975.85
Solar PV Conduit | 48-1414 | A |  | Allowance | LS | 1 | 100000 | 0% | 100000 | 100000
Car Charging Stations | 48-1913 | A |  | Allowance | LS | 1 | 50000 | 0% | 50000 | 50000
Electrical Power Generation | 48 | [9 empty] | 1717975.85
Staking | 49-0601 | S |  | Pebble | LS | 15.826 | 9000 | 0% | 9000 | 142434
Re Staking | 49-0602 | S |  | Allowance | LS | 15.826 | 1000 | 0% | 1000 | 15826
Certs and Verifications | 49-0603 | S |  | Allowance | LS | 1 | 7500 | 0% | 7500 | 7500
Slab Testing | 49-0801 | S |  | Pebble | LS | 15.826 | 5775 | 0% | 5775 | 91395.15
Grading Testing | 49-0802 | S |  | Pebble | LS | 15.826 | 5000 | 0% | 5000 | 79130
Other Testing | 49-0803 | S |  | Pebble | LS | 15.826 | 5000 | 0% | 5000 | 79130
Masonry Testing | 49-0807 | S |  | Allowance | LS | 15.826 | 1000 | 0% | 1000 | 15826
Pavement Testing | 49-0808 | S |  | Allowance | LS | 15.826 | 1000 | 0% | 1000 | 15826
Third Party Inspections | 49-0950 | S |  | Pebble | LS | 15.826 | 2500 | 0% | 2500 | 39565
Field Surveys, Staking | 49 | [9 empty] | 486632.15
BABA | [5 empty] | 0% |  |  |  | 0
Bid Risk | [5 empty] | 0.01 |  |  |  | 632953.9067
Bid Risk | Bid Risk | [9 empty] | 632953.9067
Golf Carts | 11-1001 | S |  | Alper | LS | 2 | 10000 | 0% | 10000 | 20000
Convenience Store Equipment | 11-2101 | S |  | N/A |  |  | 0 | 0% | 0 | 0
Pet Wash | 11-2102 | S |  | Allowance | LS | 1 | 20000 | 0% | 20000 | 20000
Office Equipment | 11-2801 | S |  | Allowance | LS | 1 | 20000 | 0% | 20000 | 20000
Gym Exercise Equipment | 11-6613 | S |  | Decatur | LS | 2 | 47324 | 0% | 47324 | 94648
Playground | 11-6813 | S |  | Allowance | LS | 1 | 25000 | 0% | 25000 | 25000
Maintenance Shop Equipment | 11-8101 | S |  | Allowance | LS | 1 | 15000 | 0% | 15000 | 15000
Maintenance Shop Start Up Supplies | 11-8102 | S |  | Allowance | LS | 1 | 5000 | 0% | 5000 | 5000
Fixed Asset Misc. | 11-8105 | S |  | N/A |  |  |  | 0% | 0 | 0
Interior Furniture | 12-5000 | S |  | Allowance | LS | 1 | 1000000 | 0% | 1000000 | 1000000
Exterior Furniture | 12-5483 | S |  | Allowance | LS | 1 | 200000 | 0% | 200000 | 200000
Rec Building TV Media Computer | 27-2201 | S |  | Allowance | LS | 1 | 25000 | 0% | 25000 | 25000
Rec Building Telephone System | 27-3202 | S |  | Allowance | LS | 1 | 2500 | 0% | 2500 | 2500
Maintenance Radios | 27-3243 | S |  | Allowance | LS | 2 | 1500 | 0% | 1500 | 3000
FFE | FFE Extra | [9 empty] | 1430148
Construction Contingency | 55-9800 |  |  |  |  | 5% |  |  |  | 3389277.9135
Construction Contingency | 55 | [9 empty] | 3389277.9135
Sub Bonds | 50-9950 | B |  |  |  | 0.010518 |  |  |  | 358550.3506
Sub Bonds | 50 | [9 empty] | 358550.3506
GL Insurance | 50-0001 |  |  |  | 3.03 per $1,000 | 3.03 |  | 0.9096% |  | 648527.5828
Misc. | 50-0001 |  |  |  | 5% of GL Ins. | 5%
Umbrella | 50-0001 |  |  |  | 95% of GL Ins. | 0.95
GL Insurance | 50 | [9 empty] | 648527.5828
Overhead | 56 |  |  |  |  | 2% |  |  |  | 1298708.4501
Contractor Fee | 56 |  |  |  |  | 6% |  |  |  | 3896125.3504
Contractor Fee | 56 | [9 empty] | 5194833.8006
Total Hard Costs | [10 empty] | 77376747.9165
0
General Requirements | 01 |  |  | 0
Existing Conditions | 02 |  |  | 12000
Concrete | 03 |  |  | 2270799.4981
Parking Garage | 03-G |  |  | #N/A
Masonry | 04 |  |  | 314000
Metals | 05 |  |  | 716686.6
Wood, Plastics, & Composites | 06 |  |  | 9207821.4833
Thermal & Moisture Protection | 07 |  |  | 2196003.103
Openings | 08 |  |  | 669950
Finishes | 09 |  |  | 7167102.1585
Specialties | 10 |  |  | 729570
Equipment | 11 |  |  | 1442993.9231
Furnishings | 12 |  |  | 2461013.4
Special Construction | 13 |  |  | 1103563.3333
Trash Chute | 13-G |  |  | #N/A
Conveying Equipment | 14 |  |  | 508000
Fire Suppression | 21 |  |  | 1322806.25
Plumbing | 22 |  |  | 4900550
HVAC | 23 |  |  | 4132739.5
Electrical | 26 |  |  | 5741267.9167
Communications | 27 |  |  | 253754.65
Electronic Safety & Security | 28 |  |  | 1359898.75
Earthwork | 31 |  |  | 1225979.7169
Exterior Improvements | 32 |  |  | 6247669.5083
Utilities | 33 |  |  | 5661464.8757
Transportation | 34 |  |  | 15000
Electrical Power Generation | 48 |  |  | 1717975.85
Field Surveys, Staking | 49 |  |  | 486632.15
5th Story Factor |  |  |  | #N/A
Bid Risk |  |  |  | 0
FFE |  |  |  | 1430148
Construction Contingency | 55 |  |  | 0
Sub Bonds | 50 |  |  | 0
GL Insurance | 50 |  |  | 648527.5828
Contractor Fee | 56 |  |  | 0
Total Hard Costs |  |  |  | 77376747.9165
#N/A
Cost Code
Total
01 - General Requirements | 01 |  |  |  | 3857213.6955
02 - Existing Conditions | 02 |  |  |  | 12000
03 - Concrete | 03 |  |  |  | 2270799.4981
04 - Masonry | 04 |  |  |  | 314000
05 - Metals | 05 |  |  |  | 716686.6
06 - Wood, Plastics, & Composites | 06 |  |  |  | 9207821.4833
07 - Thermal & Moisture Protection | 07 |  |  |  | 2196003.103
08 - Openings | 08 |  |  |  | 669950
09 - Finishes | 09 |  |  |  | 7167102.1585
10 - Specialties | 10 |  |  |  | 729570
11 - Equipment | 11 |  |  |  | 1442993.9231
12 - Furnishings | 12 |  |  |  | 2461013.4
13 - Special Construction | 13 |  |  |  | 1103563.3333
14 - Conveying Equipment | 14 |  |  |  | 508000
21 - Fire Suppression | 21 |  |  |  | 1322806.25
22 - Plumbing | 22 |  |  |  | 4900550
23 - HVAC | 23 |  |  |  | 4132739.5
26 - Electrical | 26 |  |  |  | 5741267.9167
27 - Communications | 27 |  |  |  | 253754.65
28 - Electronic Safety & Security | 28 |  |  |  | 1359898.75
31 - Earthwork | 31 |  |  |  | 1225979.7169
32 - Exterior Improvements | 32 |  |  |  | 6247669.5083
33 - Utilities | 33 |  |  |  | 5661464.8757
34 - Transportation | 34 |  |  |  | 15000
48 - Electrical Power Generation | 48 |  |  |  | 1717975.85
49 - Field Surveys, Staking | 49 |  |  |  | 486632.15
Bid Risk | Bid Risk |  |  |  | 632953.9067
FFE Extra | FFE Extra |  |  |  | 1430148
50 - Sub Bonds | 50 |  |  |  | 1007077.9334
55 - Construction Contingency | 55 |  |  |  | 3389277.9135
56 - Contractor Fee | 56 |  |  |  | 5194833.8006
Total |  |  |  |  | 77376747.9165
check |  |  |  |  | 0
FOR ADJUSTMENTS
Appliances, Flooring & Blinds
Flooring - Units | 09-6001 |  |  |  | 626758.7 | 09
Common Wood | 09-6401 |  |  |  | 0 | 09
Common Vinyl | 09-6517 |  |  |  | 0 | 09
Hall Flooring | 09-6520 |  |  |  | 296500 | 09
Hall Flooring - Elevators | 09-6520A |  |  |  | 0 | 09
Common - Plank | 09-6521 |  |  |  | 0 | 09
Common - VCT | 09-6522 |  |  |  | 0 | 09
Common - Rubber Floor | 09-6566 |  |  |  | 44551.2 | 09
Common - Carpet | 09-6802 |  |  |  | 70500 | 09
Appliances | 11-3013 |  |  |  | 1442993.9231 | 11
Blinds | 12-2100 |  |  |  | 156000 | 12
Total Appliances, Flooring & Blinds |  |  |  |  | 2637303.8231
Site Work
Major Categories
Existing Conditions | 2 |  |  |  | 12000
Earthwork | 31 |  |  |  | 1225979.7169
Exterior Improvements | 32 |  |  |  | 6247669.5083
Utilities | 33 |  |  |  | 5661464.8757
Transportation | 34 |  |  |  | 15000
Electrical Power Generation | 48 |  |  |  | 1717975.85
Minor Categories
Carports | 13-3401 |  |  |  | 843750
Dumpsters | 06-0111 |  |  |  | 0
Gazebo |  |  |  |  | 0
Other Site |  |  |  |  | 0
Pools and Spas | 13-1113 |  |  |  | 253813.3333
Offsite Street Signs | 10-1454OFFSITE |  |  |  | 0
Street Lights | 26-5613OFFSITE |  |  |  | 0
Pump House Concrete | 03-3101 |  |  |  | 1398798.575
Total Site Work |  |  |  |  | 17376451.8593
Offsite Asphalt Sawcut and Removal | 32-0506OFFSITE |  |  | already included in 32
Offsite Paving | 32-1216OFFSITE |  |  | already included in 32
Offsite Curbs and Gutters | 32-1613OFFSITE |  |  | already included in 32
Offsite Concrete Flatwork | 32-1623OFFSITE |  |  | already included in 32
Storm Drain | 33-4001OFFSITE |  |  | already included in 33
Off Site Water | 33-1001OFFSITE |  |  | already included in 33
Off Site Sewer | 33-3001OFFSITE |  |  | already included in 33
Off Site Electric | 33-7101OFFSITE |  |  | already included in 33
Traffic Control | 34-4116OFFSITE |  |  | already included in 34
Pump House Concrete | 03-3101
HOME FUNDS INELIGIBLE COSTS
Offsite Work
Offsite Street Signs | 10-1454OFFSITE |  |  |  | 0
Street Lights | 26-5613OFFSITE |  |  |  | 0
Offsite Asphalt Sawcut and Removal | 32-0506OFFSITE |  |  |  | 0
Offsite Paving | 32-1216OFFSITE |  |  |  | 0
Offsite Curbs and Gutters | 32-1613OFFSITE |  |  |  | 0
Offsite Concrete Flatwork | 32-1623OFFSITE |  |  |  | 0
Off Site Water | 33-1001OFFSITE |  |  |  | 0
Off Site Sewer | 33-3001OFFSITE |  |  |  | 0
Storm Drain | 33-4001OFFSITE |  |  |  | 0
Off Site Electric | 33-7101OFFSITE |  |  |  | 0
Traffic Control | 34-4116OFFSITE |  |  |  | 0
Other Ineligible Costs
Major Categories
Parking Garage | 03-G |  |  |  | 0
Minor Categories
Pump House Concrete | 03-3101 |  |  |  | 1398798.575
Pool Area Shower Concrete | 03-3105 |  |  |  | 2500
Cabana Concrete | 03-3107 |  |  |  | 35000
Pool Equipment Foundation | 03-3108 |  |  |  | 7500
Deck Concrete | 03-5001 |  |  |  | 70606.2331
Masonry Veneer Pool Area | 04-4305 |  |  |  | 40000
Pool Equipment Shower Stone | 04-4306 |  |  |  | 15000
Cabana Iron | 05-7004 |  |  |  | 0
Pool Equipment Gate | 05-7005 |  |  |  | 2000
Cabana Framing | 06-1109 |  |  |  | 15000
BBQ Framing | 06-1110 |  |  |  | 20000
Fireplace Framing | 06-1111 |  |  |  | 0
Trellis | 06-1114 |  |  |  | 0
BBQ Trim | 06-2006 |  |  |  | 9600
Cabana Roofing | 07-3002 |  |  |  | 15000
Pump House Roofing | 07-3002 |  |  |  | 15000
Pool Equipment Windows | 08-5303 |  |  |  | 0
Pool Glass Walls | 08-8001 |  |  |  | 0
Stucco - Pump House | 09-2423 |  |  |  | 1121530
Stucco - Cabana | 09-2423 |  |  |  | 1121530
Stucco - Pool Wall | 09-2423 |  |  |  | 1121530
Unit Carport Signs | 10-1401 |  |  |  | 82680
Fire Places - Pool Area | 10-3200 |  |  |  | 3500
BBQ Units | 10-3355 |  |  |  | 26880
BBQ Top | 12-3609 |  |  |  | 48000
Pools and Spas | 13-1113 |  |  |  | 253813.3333
Carports | 13-3401 |  |  |  | 843750
Pool Equipment Cover | 13-3402 |  |  |  | 6000
Pool and Spa Lifts | 14-4101 |  |  |  | 13000
Pool Area | 22-1003 |  |  |  | 20000
Pool Equipment | 22-1007 |  |  |  | 6000
Carports Electrical | 26-1001 |  |  |  | 4886489.6667
Carport Fixtures | 26-5001 |  |  |  | 273000
Cabana Electrical | 26-1001 |  |  |  | 4886489.6667
Cabana Fixtures | 26-5004 |  |  |  | 7500
Pool Lighting Electrical | 26-1004 |  |  |  | 50000
Pool Lighting Fixtures | 26-5603 |  |  |  | 20000
Pool Equipment Electrical | 26-1007 |  |  |  | 2500
Pump House Electrical | 26-1001 |  |  |  | 4886489.6667
Pump House Fixtures | 26-5001 |  |  |  | 273000
Pool Decks | 32-1402 |  |  |  | 46380
Pool Hardscape | 32-1626 |  |  |  | 10000
Pool Fence | 32-3106 |  |  |  | 29400
Pool Walls | 32-3208 |  |  |  | 75000
Pet Wash | 11-2102 |  |  |  | 20000
Office Equipment | 11-2801 |  |  |  | 20000
Gym Exercise Equipment | 11-6613 |  |  |  | 94648
Playground / Basketball Hoop | 11-6813 |  |  |  | 25000
Rec Building TV Media Computer | 27-2201 |  |  |  | 28600
Rec Building Telephone System | 27-3202 |  |  |  | 2500

## Summary Changes
Line Item | Level 2 | Level 3 | Variance | Comments
Slab Concrete | 1672098.275 | 1381298.575 | 290799.7 | Increased unit cost $11.50 to average of 3 proposals $11.83. Recommend leaving at $11.50
Elevator Shaft | 129600 | 168000 | -38400 | Increase to include elevator pis (CMU)
Structural Steel | 240254.5756 | 298082.6 | -57828.0244 | Increased price per pound based on current proposals.
Framing | 7607430 | 7487665.3333 | 119764.6667 | Changed unit cost to average of 3 current proposals
Insulation | 1056587.5 | 1005655 | 50932.5 | Changed unit cost to average of 3 current proposals
Hall Flooring | 217606.95 | 292500 | -74893.05 | Updated pricing per unit to Bruner (from Torrey Pines)
Appliances - Laundry Room | 0 | 130000 | -130000 | Added a line item to consider cost of laundry room appliances. Considering 2.
HVAC Standard | 3851250 | 4117739.5 | -266489.5 | Change unit cost to average of 2 best proposals vs Bruner.
Electrical | 4251708.1 | 4787239.6667 | -535531.5667 | Change unit cost to average of 2 best proposals vs Bruner.
Mass Grading | 876756 | 572075 | 304681
Entry Security Gates | 192000 | 100000 | 92000
Site Landscaping | 3662724.7692 | 2289198.3333 | 1373526.4359
Offsite Paving | 795028.78 | 1006389.799 | -211361.019
Off Site Water | 2362698.4 | 1635293.2857 | 727405.1143
Off Site Sewer | 1073770.85 | 436684.18 | 637086.67
Solar PV System | 399750 | 1567975.85 | -1168225.85
Bid Risk | 1254667.141 | 632953.9067 | 621713.2343
0
Total |  |  | 1735180.3111

## Comparison to Previous
WEST HENDERSON | Level 1 |  | Level 1 (New Site Plan) A |  |  |  | Level 2 |  |  |  | Level 3
| Details |  | Details |  | Change | % | Details |  |  |  | Details |  | Change | %
| Buildings | 5 | Buildings | 4 | 1 | 20% | Buildings | 4 |  |  | Buildings | 4 | 0 | 0%
| Bldg. SF | 431911 | Bldg. SF | 426549 | 5362 | 1.241% | Bldg. SF | 426549 |  |  | Bldg. SF | 422635 | 3914 | 0.9176%
| Unit Count | 390 | Unit Count | 390 | 0 | 0% | Unit Count | 390 |  |  | Unit Count | 390 | 0 | 0%
| TOTAL COST | 84590981.3535 | TOTAL COST | 82551538.3668 | 2039442.9867 | 2.411% | TOTAL COST | 79847909.0106 |  |  | TOTAL COST | 77376747.9165 | 2471161.0941 | 3.095%
| PER GSF | 195.8528 | PER GSF | 193.5335 | 2.3193 | 1.184% | PER GSF | 187.1952 |  |  | PER GSF | 183.0817 | 4.1134 | 2.197%
| PER UNIT | 216899.9522 | PER UNIT | 211670.6112 | 5229.341 | 2.411% | PER UNIT | 204738.2282 |  |  | PER UNIT | 198401.9177 | 6336.3105 | 3.095%
[5 empty] | Conditions | Conditions |  |  | Conditions | Conditions |  |  | Conditions | Conditions
[5 empty] | 50000 | 5% |  |  | 50000 | 5% |  |  | 50000 | 5%
Description | Sub Total | Total | Sub Total | Total | PV$ | PV% | Sub Total | Total | PV$ | PV% | Sub Total | Total | PV$ | PV%
General Requirements | 4240149 |  | 4080000 |  | 160149 | 0% | 3849810.3029 |  | 390338.6971 | 0% | 3857213.6955 |  | -7403.3925 | -0.1923%
General Requirements |  | 4240149 |  | 4080000 | 160149 | 3.777% |  | 3849810.3029 | 390338.6971 | 9.206% |  | 3857213.6955 | -7403.3925 | 0%
Potholing | 12000 |  | 12000 |  | 0 | 0% | 12000 |  | 0 | 0% | 12000 |  | 0 | 0%
Existing Conditions |  | 12000 |  | 12000 | 0 | 0% |  | 12000 | 0 | 0% |  | 12000 | 0 | 0%
Slabs | 2063622.88 |  | 1795622.4 |  | 268000.48 | 0% | 1672098.275 |  | 391524.605 | 0% | 1381298.575 |  | 290799.7 | 17.39%
Deepened Footings | 0 |  | 0 |  | 0 | 0% | 0 |  | 0 | 0% | 0 |  | 0 | 0%
Concrete Slab Repairs | 7500 |  | 7500 |  | 0 | 0% | 7500 |  | 0 | 0% | 7500 |  | 0 | 0%
Pump House Concrete | 3597 |  | 3597 |  | 0 | 0% | 10000 |  | -6403 | 0% | 10000 |  | 0 | 0%
Trash Enclosure Concrete | 38608.5 |  | 38608.5 |  | 0 | 0% | 77000 |  | -38391.5 | 0% | 77000 |  | 0 | 0%
Pool Area Shower Concrete | 2500 |  | 2500 |  | 0 | 0% | 2500 |  | 0 | 0% | 2500 |  | 0 | 0%
Cabana Concrete | 0 |  | 0 |  | 0 | 0% | 23500 |  | -23500 | 0% | 35000 |  | -11500 | -48.94%
Pool Equipment Foundation | 0 |  | 0 |  | 0 | 0% | 4000 |  | -4000 | 0% | 7500 |  | -3500 | -87.5%
Lightweight Concrete | 754201.14 |  | 769430.34 |  | -15229.2 | 0% | 679394.69 |  | 74806.45 | 0% | 679394.69 |  | 0 | 0%
Deck Concrete | 64575.68 |  | 64575.68 |  | 0 | 0% | 70606.2331 |  | -6030.5531 | 0% | 70606.2331 |  | 0 | 0%
Concrete |  | 2934605.2 |  | 2681833.92 | 252771.28 | 8.613% |  | 2546599.1981 | 388006.0019 | 13.22% |  | 2270799.4981 | 275799.7 | 10.83%
Elevator Shaft | 152000 |  | 114000 |  | 38000 | 0% | 129600 |  | 22400 | 0% | 168000 |  | -38400 | -29.63%
Trash Enclosure | 79800 |  | 79800 |  | 0 | 0% | 91000 |  | -11200 | 0% | 91000 |  | 0 | 0%
Masonry Veneer | 0 |  | 0 |  | 0 | 0% | 0 |  | 0 | 0% | 0 |  | 0 | 0%
Masonry Veneer Pool Area | 6000 |  | 6000 |  | 0 | 0% | 40000 |  | -34000 | 0% | 40000 |  | 0 | 0%
Pool Eq. Shower Stone | 9000 |  | 9000 |  | 0 | 0% | 15000 |  | -6000 | 0% | 15000 |  | 0 | 0%
Masonry |  | 246800 |  | 208800 | 38000 | 15.4% |  | 275600 | -28800 | -11.67% |  | 314000 | -38400 | -13.93%
Structural Steel | 125000 |  | 125000 |  | 0 | 0% | 240254.5756 |  | -115254.5756 | 0% | 298082.6 |  | -57828.0244 | -24.07%
Elevator Shaft Iron | 24240 |  | 16160 |  | 8080 | 0% | 16400 |  | 7840 | 0% | 16400 |  | 0 | 0%
Stair Handrails | 120000 |  | 88000 |  | 32000 | 0% | 67500 |  | 52500 | 0% | 94000 |  | -26500 | -39.26%
Garage Stair Railings | 0 |  | 0 |  | 0 | 0% | 0 |  | 0 | 0% | 0 |  | 0 | 0%
Shower Cover | [6 empty] | 0 |  | 0 | 0% | 6000 |  | -6000 | 0%
Cabana Iron | 0 |  | 0 |  | 0 | 0% | 0 |  | 0 | 0% | 0 |  | 0 | 0%
Pool Equipment Gate | 1950 |  | 1950 |  | 0 | 0% | 2000 |  | -50 | 0% | 2000 |  | 0 | 0%
Iron Railings | 250976 |  | 269744 |  | -18768 | 0% | 282872.4 |  | -31896.4 | 0% | 300204 |  | -17331.6 | -6.127%
Cable Railings | 0 |  | 0 |  | 0 | 0% | 0 |  | 0 | 0% | 0 |  | 0 | 0%
Metals |  | 522166 |  | 500854 | 21312 | 4.081% |  | 609026.9756 | -86860.9756 | -16.63% |  | 716686.6 | -107659.6244 | -17.68%
Dumpsters | 0 |  | 0 |  | 0 | 0% | 0 |  | 0 | 0% | 0 |  | 0 | 0%
Framing | 9052854.56 |  | 8940467.04 |  | 112387.52 | 0% | 7607430 |  | 1445424.56 | 0% | 7487665.3333 |  | 119764.6667 | 1.574% | Updated to proposals average
Framing - Crane | 0 |  | 0 |  | 0 | 0% | 0 |  | 0 | 0% | 0 |  | 0 | 0%
Cabana Framing | 0 |  | 0 |  | 0 | 0% | 15000 |  | -15000 | 0% | 15000 |  | 0 | 0%
BBQ Framing | 15000 |  | 10000 |  | 5000 | 0% | 20000 |  | -5000 | 0% | 20000 |  | 0 | 0%
Fireplace Framing | 0 |  | 0 |  | 0 | 0% | 0 |  | 0 | 0% | 0 |  | 0 | 0%
Trellis | 0 |  | 0 |  | 0 | 0% | 0 |  | 0 | 0% | 0 |  | 0 | 0%
Pool Equipment Framing | 0 |  | 0 |  | 0 | 0% | 0 |  | 0 | 0% | 0 |  | 0 | 0%
Finish Carpentry - Units | 1430266.6423 |  | 1430266.6423 |  | 0 | 0% | 1170454 |  | 259812.6423 | 0% | 1171049.15 |  | -595.15 | -0.05085%
Finish Carpentry - Common | 315492.0838 |  | 298513.4262 |  | 16978.6576 | 0% | 502007 |  | -186514.9162 | 0% | 502007 |  | 0 | 0%
Finish Carpentry - Pump House | [6 empty] | 0 |  |  |  | 2500 |  | -2500 | 0%
BBQ Trim | 7200 |  | 4800 |  | 2400 | 0% | 9600 |  | -2400 | 0% | 9600 |  | 0 | 0%
Shutters | 0 |  | 0 |  | 0 | 0% | 0 |  | 0 | 0% | 0 |  | 0 | 0%
Wood, Plastics, & Composites |  | 10820813.2861 |  | 10684047.1085 | 136766.1776 | 1.264% |  | 9324491 | 1496322.2861 | 13.83% |  | 9207821.4833 | 116669.5167 | 1.251%
Insulation | 1166159.7 |  | 1151682.3 |  | 14477.4 | 0% | 1056587.5 |  | 109572.2 | 0% | 1005655 |  | 50932.5 | 4.82%
Insulation - PH | [6 empty] | 0 |  |  |  | 1070.7697 |  | -1070.7697 | 0%
Roofing | 1052524.44 |  | 903052.8 |  | 149471.64 | 0% | 979716.2715 |  | 72808.1685 | 0% | 992777.3333 |  | -13061.0618 | -1.333%
Roofing - PH | [6 empty] | 0 |  |  |  | 7500 |  | -7500 | 0%
Cabana Roofing | 0 |  | 0 |  | 0 | 0% | 5500 |  | -5500 | 0% | 5500 |  | 0 | 0%
Pump House Roofing | 7500 |  | 7500 |  | 0 | 0% | 9500 |  | -2000 | 0% | 9500 |  | 0 | 0%
Pool Equipment Roofing | 9000 |  | 9000 |  | 0 | 0% | 0 |  | 9000 | 0% | 0 |  | 0 | 0%
Trash Enclosure Cover | 97440 |  | 97440 |  | 0 | 0% | 91000 |  | 6440 | 0% | 84000 |  | 7000 | 7.692%
Pigeon Proofing | 34552.88 |  | 34123.92 |  | 428.96 | 0% | 25000 |  | 9552.88 | 0% | 25000 |  | 0 | 0%
Gutters and Downspouts | 21595.55 |  | 21327.45 |  | 268.1 | 0% | 25000 |  | -3404.45 | 0% | 25000 |  | 0 | 0%
Roof Ladders | 15500 |  | 12400 |  | 3100 | 0% | 17500 |  | -2000 | 0% | 16000 |  | 1500 | 8.571%
Roof Access Doors | 25000 |  | 20000 |  | 5000 | 0% | 27500 |  | -2500 | 0% | 24000 |  | 3500 | 12.73%
Roof Winch | 0 |  | 0 |  | 0 | 0% | 0 |  | 0 | 0% | 0 |  | 0 | 0%
Thermal & Moisture Protection |  | 2429272.57 |  | 2256526.47 | 172746.1 | 7.111% |  | 2237303.7715 | 191968.7985 | 7.902% |  | 2196003.103 | 41300.6685 | 1.846%
Dumpsters | 0 |  | 0 |  | 0 | 0% | 0 |  | 0 | 0% | 0 |  | 0 | 0%
Entry Doors | 0 |  | 0 |  | 0 | 0% | 0 |  | 0 | 0% | 0 |  | 0 | 0%
Common Doors | 0 |  | 0 |  | 0 | 0% | 0 |  | 0 | 0% | 0 |  | 0 | 0%
Pocket Doors - 3 Panel | 0 |  | 0 |  | 0 | 0% | 0 |  | 0 | 0% | 0 |  | 0 | 0%
Garage Doors | 0 |  | 0 |  | 0 | 0% | 0 |  | 0 | 0% | 0 |  | 0 | 0%
Windows and Sliding Glass Doors | 519315.7895 |  | 519315.7895 |  | 0 | 0% | 573144 |  | -53828.2105 | 0% | 546000 |  | 27144 | 4.736%
Windows Repair and Replacement | 29250 |  | 29250 |  | 0 | 0% | 19500 |  | 9750 | 0% | 39000 |  | -19500 | -100%
Pool Equipment Windows | 0 |  | 0 |  | 0 | 0% | 0 |  | 0 | 0% | 0 |  | 0 | 0%
Pool Glass Walls | 0 |  | 0 |  | 0 | 0% | 0 |  | 0 | 0% | 0 |  | 0 | 0%
Fixed Glass | 0 |  | 0 |  | 0 | 0% | 0 |  | 0 | 0% | 0 |  | 0 | 0%
Mirrors - LED | 0 |  | 0 |  | 0 | 0% | 0 |  | 0 | 0% | 0 |  | 0 | 0%
Mirrors - LED Install | 0 |  | 0 |  | 0 | 0% | 0 |  | 0 | 0% | 0 |  | 0 | 0%
Mirrors - Framed | 0 |  | 0 |  | 0 | 0% | 0 |  | 0 | 0% | 0 |  | 0 | 0%
Mirrors - Polished Edges (Units) | 90234 |  | 89586 |  | 648 | 0% | 96775 |  | -6541 | 0% | 82950 |  | 13825 | 14.29%
Mirrors - Polished Edges (Restrooms) | 1000 |  | 1000 |  | 0 | 0% | 1200 |  | -200 | 0% | 2000 |  | -800 | -66.67%
Openings |  | 639799.7895 |  | 639151.7895 | 648 | 0.1013% |  | 690619 | -50819.2105 | -7.943% |  | 669950 | 20669 | 2.993%
Cost Prep Labor | 0 |  | 0 |  | 0 | 0% | 0 |  | 0 | 0% | 0 |  | 0 | 0%
Cost Prep Mat | 25000 |  | 25000 |  | 0 | 0% | 25000 |  | 0 | 0% | 25000 |  | 0 | 0%
Clean Up - Final | 367124.35 |  | 362566.65 |  | 4557.7 | 0% | 359239.75 |  | 7884.6 | 0% | 359239.75 |  | 0 | 0%
Clean Up - During Construction | 75000 |  | 75000 |  | 0 | 0% | 50000 |  | 25000 | 0% | 50000 |  | 0 | 0%
Dumpsters | 30810 |  | 0 |  | 30810 | 0% | 30810 |  | 0 | 0% | 20000 |  | 10810 | 35.09%
Clean Up - Hauling Exterior | 10000 |  | 10000 |  | 0 | 0% | 10000 |  | 0 | 0% | 10000 |  | 0 | 0%
Stucco | 1061549.72 |  | 1061549.72 |  | 0 | 0% | 1150552.6016 |  | -89002.8816 | 0% | 1108030 |  | 42522.6016 | 3.696%
Stucco - Pump House | 6000 |  | 6000 |  | 0 | 0% | 6000 |  | 0 | 0% | 6000 |  | 0 | 0%
Stucco - Walls | 0 |  | 0 |  | 0 | 0% | 0 |  | 0 | 0% | 0 |  | 0 | 0%
Stucco - Pool Area | 2000 |  | 2000 |  | 0 | 0% | 5000 |  | -3000 | 0% | 60000 |  | -55000 | -1100%
Stucco - Cabana | 0 |  | 0 |  | 0 | 0% | 7500 |  | -7500 | 0% | 10000 |  | -2500 | -33.33%
Stucco - Pool Equipment | 0 |  | 0 |  | 0 | 0% | 0 |  | 0 | 0% | 0 |  | 0 | 0%
Stucco - Repairs | 4500 |  | 4500 |  | 0 | 0% | 7500 |  | -3000 | 0% | 7500 |  | 0 | 0%
Drywall | 3463926.22 |  | 3420922.98 |  | 43003.24 | 0% | 3233157.75 |  | 230768.47 | 0% | 3252904 |  | -19746.25 | -0.6107%
Drywall - Pump House | [5 empty] | 0% | 2000 |  |  | 0% | 2000 |  | 0 | 0%
Drywall - Repairs | 33150 |  | 33150 |  | 0 | 0% | 33150 |  | 0 | 0% | 33150 |  | 0 | 0%
Tile Tubs and Showers | 0 |  | 0 |  | 0 | 0% | 0 |  | 0 | 0% | 0 |  | 0 | 0%
Common Tile | 67657 |  | 67657 |  | 0 | 0% | 135314 |  | -67657 | 0% | 139531.1521 |  | -4217.1521 | -3.117%
Kitchen Backsplash | 0 |  | 0 |  | 0 | 0% | 0 |  | 0 | 0% | 0 |  | 0 | 0%
Cabana Tile | 0 |  | 0 |  | 0 | 0% | 0 |  | 0 | 0% | 50000 |  | -50000 | 0%
Flooring - Units | 692417.7442 |  | 692417.7442 |  | 0 | 0% | 597070.13 |  | 95347.6142 | 0% | 626758.7 |  | -29688.57 | -4.972%
Common Wood | 0 |  | 0 |  | 0 | 0% | 0 |  | 0 | 0% | 0 |  | 0 | 0%
Common Vinyl | 0 |  | 0 |  | 0 | 0% | 0 |  | 0 | 0% | 0 |  | 0 | 0%
Hall Flooring | 159807.07 |  | 157823.13 |  | 1983.94 | 0% | 217606.95 |  | -57799.88 | 0% | 292500 |  | -74893.05 | -34.42% | Updated from Torrey to Bruner
Hall Flooring - Elevators | 6000 |  | 4000 |  | 2000 | 0% | 4000 |  | 2000 | 0% | 4000 |  | 0 | 0%
Common - Plank | 0 |  | 0 |  | 0 | 0% | 0 |  | 0 | 0% | 0 |  | 0 | 0%
Common - VCT | 0 |  | 0 |  | 0 | 0% | 0 |  | 0 | 0% | 0 |  | 0 | 0%
Common - Rubber Floor (Ecore) | 37688.4 |  | 37688.4 |  | 0 | 0% | 44551.2 |  | -6862.8 | 0% | 44551.2 |  | 0 | 0%
Common - Carpet Stairs | 24025.82 |  | 24025.82 |  | 0 | 0% | 41375 |  | -17349.18 | 0% | 70500 |  | -29125 | -70.39%
Hall Runner Install | 16835.25 |  | 16862.625 |  | -27.375 | 0% | 18856 |  | -2020.75 | 0% | 19500 |  | -644 | -3.415%
Hall Runner Materials | 112235 |  | 112417.5 |  | -182.5 | 0% | 109360 |  | 2875 | 0% | 58500 |  | 50860 | 46.51% | Updated from Torrey to Bruner
Painting - Repairs | 33150 |  | 33150 |  | 0 | 0% | 33150 |  | 0 | 0% | 33150 |  | 0 | 0%
Painting | 794716.24 |  | 784850.16 |  | 9866.08 | 0% | 811459.2 |  | -16742.96 | 0% | 811459.2 |  | 0 | 0%
Painting - Pump House | [5 empty] | 0% | 2000 |  |  | 0% | 2000 |  | 0 | 0%
Painting - Walls | 0 |  | 0 |  | 0 | 0% | 0 |  | 0 | 0% | 0 |  | 0 | 0%
Painting - Pool Area | 0 |  | 0 |  | 0 | 0% | 0 |  | 0 | 0% | 12000 |  | -12000 | 0%
Wall Covering | 0 |  | 0 |  | 0 | 0% | 0 |  | 0 | 0% | 53828.1564 |  | -53828.1564 | 0% | Allowance based on Bruner price per Bldg SF
Walls - Specialty | 0 |  | 0 |  | 0 | 0% | 0 |  | 0 | 0% | 5000 |  | -5000 | 0%
Finishes |  | 7023592.8142 |  | 6962391.7292 | 61201.085 | 0.8714% |  | 6934652.5816 | 88940.2325 | 1.266% |  | 7167102.1585 | -232449.5769 | -3.352%
Entry Directory | 0 |  | 0 |  | 0 | 0% | 0 |  | 0 | 0% | 0 |  | 0 | 0%
Unit Carport Signs | 60450 |  | 60450 |  | 0 | 0% | 82680 |  | -22230 | 0% | 82680 |  | 0 | 0%
Site Signage | 6000 |  | 6000 |  | 0 | 0% | 20000 |  | -14000 | 0% | 20000 |  | 0 | 0%
Entry Sign Letters | 5000 |  | 5000 |  | 0 | 0% | 5000 |  | 0 | 0% | 5000 |  | 0 | 0%
Offsite Street Signs | 7000 |  | 7000 |  | 0 | 0% | 7000 |  | 0 | 0% | 7000 |  | 0 | 0%
Bath Accessories | 9469 |  | 9401 |  | 68 | 0% | 22806.2872 |  | -13337.2872 | 0% | 17500 |  | 5306.2872 | 23.27%
Shower Doors | 0 |  | 0 |  | 0 | 0% | 0 |  | 0 | 0% | 0 |  | 0 | 0%
Fire Places | 0 |  | 0 |  | 0 | 0% | 7000 |  | -7000 | 0% | 7000 |  | 0 | 0%
Fire Places - Pool Area | 0 |  | 0 |  | 0 | 0% | 3500 |  | -3500 | 0% | 3500 |  | 0 | 0%
BBQ Units | 20160 |  | 13440 |  | 6720 | 0% | 26880 |  | -6720 | 0% | 26880 |  | 0 | 0%
Lock Boxes | 6000 |  | 6000 |  | 0 | 0% | 6000 |  | 0 | 0% | 6000 |  | 0 | 0%
Fire Extinguishers | 31200 |  | 31200 |  | 0 | 0% | 31200 |  | 0 | 0% | 31200 |  | 0 | 0%
Mail Boxes | 65637 |  | 65637 |  | 0 | 0% | 89810 |  | -24173 | 0% | 89810 |  | 0 | 0%
Closet Shelving | 94380 |  | 94380 |  | 0 | 0% | 166000 |  | -71620 | 0% | 166000 |  | 0 | 0%
Window Awnings Small | 180000 |  | 145000 |  | 35000 | 0% | 145000 |  | 35000 | 0% | 174000 |  | -29000 | -20%
Window Awnings Large | 95150 |  | 86500 |  | 8650 | 0% | 87500 |  | 7650 | 0% | 93000 |  | -5500 | -6.286%
Specialties |  | 580446 |  | 530008 | 50438 | 8.69% |  | 700376.2872 | -119930.2872 | -20.66% |  | 729570 | -29193.7128 | -4.168%
Appliances | 1248584 |  | 1248584 |  | 0 | 0% | 1360515 |  | -111931 | 0% | 1297993.9231 |  | 62521.0769 | 4.595%
Appliances - Laundry Room | [6 empty] | 0 |  |  |  | 130000 |  | -130000 | 0% | Added $60k per Laundry room (2)
Appliances - Common | 0 |  | 0 |  | 0 | 0% | 25000 |  | -25000 | 0% | 15000 |  | 10000 | 40%
Equipment |  | 1248584 |  | 1248584 | 0 | 0% |  | 1385515 | -136931 | -10.97% |  | 1442993.9231 | -57478.9231 | -4.149%
Dumpsters | 0 |  | 0 |  | 0 | 0% | 0 |  | 0 | 0% | 0 |  | 0 | 0%
Blinds | 169433.1239 |  | 169433.1239 |  | 0 | 0% | 170273.1959 |  | -840.0719 | 0% | 156000 |  | 14273.1959 | 8.383%
Cabinets Units | 1411878 |  | 1411878 |  | 0 | 0% | 1179430.2 |  | 232447.8 | 0% | 1198260 |  | -18829.8 | -1.597%
Cabinet Common Areas | 31400 |  | 31400 |  | 0 | 0% | 128400 |  | -97000 | 0% | 150000 |  | -21600 | -16.82% | Updated at 1.5x Bruner
Counter Tops Units | 703068.9769 |  | 703068.9769 |  | 0 | 0% | 804222.0192 |  | -101153.0423 | 0% | 841253.4 |  | -37031.3808 | -4.605%
Counter Tops Common Areas | 40000 |  | 40000 |  | 0 | 0% | 39108 |  | 892 | 0% | 52500 |  | -13392 | -34.24%
Counter Tops Pool Area | 0 |  | 0 |  | 0 | 0% | 0 |  | 0 | 0% | 15000 |  | -15000 | 0%
BBQ Top | 18000 |  | 18000 |  | 0 | 0% | 48000 |  | -30000 | 0% | 48000 |  | 0 | 0%
Furnishings |  | 2373780.1008 |  | 2373780.1008 | 0 | 0% |  | 2369433.4151 | 4346.6858 | 0.1831% |  | 2461013.4 | -91579.9849 | -3.865%
Pools and Spas | 245000 |  | 245000 |  | 0 | 0% | 267940 |  | -22940 | 0% | 253813.3333 |  | 0 | 0%
Carports | 1286163.8069 |  | 1286163.8069 |  | 0 | 0% | 859500 |  | 426663.8069 | 0% | 843750 |  | 15750 | 1.832%
Pool Equipment Cover | 7049 |  | 7049 |  | 0 | 0% | 7049 |  | 0 | 0% | 6000 |  | 1049 | 14.88%
Special Construction |  | 1538212.8069 |  | 1538212.8069 | 0 | 0% |  | 1134489 | 403723.8069 | 26.25% |  | 1103563.3333 | 30925.6667 | 2.726%
Elevator | 568746.6667 |  | 426560 |  | 142186.6667 | 0% | 495000 |  | 73746.6667 | 0% | 495000 |  | 0 | 0%
Pool and Spa Lifts | 13000 |  | 13000 |  |  | 0% | 13000 |  | 0 | 0% | 13000 |  | 0 | 0%
Conveying Equipment |  | 581746.6667 |  | 439560 | 142186.6667 | 24.44% |  | 508000 | 73746.6667 | 12.68% |  | 508000 | 0 | 0%
Sprinkler Design | 25914.66 |  | 25592.94 |  | 321.72 | 0% | 42263.5 |  | -16348.84 | 0% | 42263.5 |  | 0 | 0%
Sprinkler System | 1058181.95 |  | 1045045.05 |  | 13136.9 | 0% | 1119982.75 |  | -61800.8 | 0% | 1119982.75 |  | 0 | 0%
Fire Pump | 133000 |  | 133000 |  | 0 | 0% | 160560 |  | -27560 | 0% | 160560 |  | 0 | 0%
Fire Suppression |  | 1217096.61 |  | 1203637.99 | 13458.62 | 1.106% |  | 1322806.25 | -105709.64 | -8.685% |  | 1322806.25 | 0 | 0%
1 Bathroom Unit | 2347298 |  | 2389402 |  | -42104 | 0% | 2285663 |  | 61635 | 0% | 2326750 |  | -41087 | -1.798%
2 Bathroom Unit | 2290146.9813 |  | 2235293.1614 |  | 54853.8199 | 0% | 2461870.5 |  | -171723.5187 | 0% | 2542800 |  | -80929.5 | -3.287% | Updated based on proposals
Plumbing - Pump House | [6 empty] | 5000 |  |  |  | 5000 |  | 0 | 0%
Pool Area | 24612 |  | 24612 |  | 0 | 0% | 24612 |  | 0 | 0% | 20000 |  | 4612 | 18.74%
Pool Equipment | 6000 |  | 6000 |  | 0 | 0% | 6000 |  | 0 | 0% | 6000 |  | 0 | 0%
Plumbing |  | 4668056.9813 |  | 4655307.1614 | 12749.8199 | 0.2731% |  | 4783145.5 | -115088.5187 | -2.465% |  | 4900550 | -117404.5 | -2.455%
HVAC Standard | 4216723.68 |  | 4216723.68 |  | 0 | 0% | 3851250 |  | 365473.68 | 0% | 4117739.5 |  | -266489.5 | -6.92% | Updated based on proposals
HVAC Standard - Pump House | 0 |  | 0 |  |  | 0% | 15000 |  | -15000 | 0% | 15000 |  | 0 | 0%
HVAC |  | 4216723.68 |  | 4216723.68 | 0 | 0% |  | 3866250 | 350473.68 | 8.312% |  | 4132739.5 | -266489.5 | -6.893%
Electrical | 4204005.7185 |  | 4151814.6915 |  | 52191.027 | 0% | 4251708.1 |  | -47702.3815 | 0% | 4787239.6667 |  | -535531.5667 | -12.6% | Updated based on proposals
Electrical - Pump House | 0 |  | 0 |  |  | 0% | 10000 |  | -10000 | 0% | 0 |  | 10000 | 100%
Electrical Fixtures | 266409 |  | 266409 |  | 0 | 0% | 273000 |  | -6591 | 0% | 234000 |  | 39000 | 14.29%
Building Electrical Fixtures | 46410 |  | 46410 |  | 0 | 0% | 46800 |  | -390 | 0% | 58500 |  | -11700 | -25%
Hall Lighting Fixtures | 43680 |  | 43680 |  | 0 | 0% | 44850 |  | -1170 | 0% | 48750 |  | -3900 | -8.696%
Carports Electrical | 53544 |  | 53544 |  | 0 | 0% | 75000 |  | -21456 | 0% | 75000 |  | 0 | 0%
Carport Fixtures | 9312 |  | 9312 |  | 0 | 0% | 18750 |  | -9438 | 0% | 37500 |  | -18750 | -100%
Cabana Electrical | 0 |  | 0 |  | 0 | 0% | 5000 |  | -5000 | 0% | 10000 |  | -5000 | -100%
Cabana Fixtures | 0 |  | 0 |  | 0 | 0% | 5000 |  | -5000 | 0% | 7500 |  | -2500 | -50%
Street Lights | 275000 |  | 275000 |  | 0 | 0% | 390398 |  | -115398 | 0% | 315398.25 |  | 74999.75 | 19.21%
Site Lighting Electrical | 15826 |  | 15826 |  | 0 | 0% | 39565 |  | -23739 | 0% | 39565 |  | 0 | 0%
Site Lighting Fixtures | 15826 |  | 15826 |  | 0 | 0% | 39565 |  | -23739 | 0% | 39565 |  | 0 | 0%
Pool Lighting Electrical | 17000 |  | 17000 |  | 0 | 0% | 50000 |  | -33000 | 0% | 50000 |  | 0 | 0%
Pool Lighting Fixtures | 11000 |  | 11000 |  | 0 | 0% | 20000 |  | -9000 | 0% | 20000 |  | 0 | 0%
Pool Equipment Electrical | 2000 |  | 2000 |  | 0 | 0% | 2500 |  | -500 | 0% | 2500 |  | 0 | 0%
Pump House Electrical | 14250 |  | 14250 |  | 0 | 0% | 14250 |  | 0 | 0% | 14250 |  | 0 | 0%
Pump House Fixtures | 750 |  | 750 |  | 0 | 0% | 1500 |  | -750 | 0% | 1500 |  | 0 | 0%
Electrical |  | 5075012.7185 |  | 5022821.6915 | 52191.027 | 1.028% |  | 5287886.1 | -212873.3815 | -4.195% |  | 5741267.9167 | -453381.8167 | -8.574%
TV and Media | 4500 |  | 3600 |  | 900 | 0% | 3600 |  | 900 | 0% | 3600 |  | 0 | 0%
DAS System | 254827.49 |  | 251663.91 |  | 3163.58 | 0% | 249354.65 |  | 5472.84 | 0% | 249354.65 |  | 0 | 0%
Pool ADA Phone | 800 |  | 800 |  | 0 | 0% | 800 |  | 0 | 0% | 800 |  | 0 | 0%
Communications |  | 260127.49 |  | 256063.91 | 4063.58 | 1.562% |  | 253754.65 | 6372.84 | 2.45% |  | 253754.65 | 0 | 0%
Security System | 226590 |  | 226590 |  | 0 | 0% | 226590 |  | 0 | 0% | 226590 |  | 0 | 0%
Site Security System | 172380 |  | 172380 |  | 0 | 0% | 172380 |  | 0 | 0% | 172380 |  | 0 | 0%
Fire Alarm / Two Way Comm AOR | 837048.7376 |  | 826657.1169 |  | 10391.6208 | 0% | 950928.75 |  | -113880.0124 | 0% | 950928.75 |  | 0 | 0%
Fire Alarm - Pump House | [6 empty] | 0 |  |  |  | 10000 |  | -10000 | 0%
Electronic Safety & Security |  | 1236018.7376 |  | 1225627.1169 | 10391.6208 | 0.8407% |  | 1349898.75 | -113880.0124 | -9.213% |  | 1359898.75 | -10000 | -0.7408%
Construction Water | 100203.1103 |  | 100203.1103 |  | 0 | 0% | 120277.6 |  | -20074.4897 | 0% | 158260 |  | -37982.4 | -31.58%
Dust Control | 55163.1056 |  | 55163.1056 |  | 0 | 0% | 55163.1056 |  | 0 | 0% | 55391 |  | -227.8944 | -0.4131%
Demolition | 0 |  | 0 |  | 0 | 0% | 45000 |  | -45000 | 0% | 26230.7829 |  | 18769.2171 | 41.71%
Rock Dirt Haul Off | 100000 |  | 100000 |  | 0 | 0% | 75000 |  | 25000 | 0% | 75000 |  | 0 | 0%
Mass Grading | 1319548 |  | 1319548 |  | 0 | 0% | 876756 |  | 442792 | 0% | 572075 |  | 304681 | 34.75% | Updated based on current proposal pricing
Fine Grade | 43430 |  | 43430 |  | 0 | 0% | 41869.4125 |  | 1560.5875 | 0% | 39022.934 |  | 2846.4785 | 6.798%
Hard Dig | 350000 |  | 350000 |  | 0 | 0% | 200000 |  | 150000 | 0% | 200000 |  | 0 | 0%
Dewatering | 0 |  | 0 |  | 0 | 0% | 0 |  | 0 | 0% | 0 |  | 0 | 0%
Storm Water Prevention | 40989.34 |  | 40989.34 |  | 0 | 0% | 40989.34 |  | 0 | 0% | 100000 |  | -59010.66 | -144%
Earthwork |  | 2009333.5559 |  | 2009333.5559 | 0 | 0% |  | 1455055.4581 | 554278.0978 | 27.59% |  | 1225979.7169 | 229075.7412 | 15.74%
Bond Repair | 5000 |  | 5000 |  | 0 | 0% | 10000 |  | -5000 | 0% | 10000 |  | 0 | 0%
Street Cleaning | 7500 |  | 7500 |  | 0 | 0% | 15000 |  | -7500 | 0% | 15000 |  | 0 | 0%
Asphalt Sawcut and Removal | 15000 |  | 15000 |  | 0 | 0% | 25000 |  | -10000 | 0% | 25000 |  | 0 | 0%
Paving | 708863.2 |  | 708863.2 |  | 0 | 0% | 835764.1395 |  | -126900.9395 | 0% | 750562.843 |  | 85201.2965 | 10.19% | Updated based on current proposal pricing
Seal Coat | 40866.45 |  | 40866.45 |  | 0 | 0% | 63968.9368 |  | -23102.4868 | 0% | 41413.4654 |  | 22555.4714 | 35.26%
Pavers | 6750 |  | 6750 |  | 0 | 0% | 83368 |  | -76618 | 0% | 83368 |  | 0 | 0%
Pool Decks | 59730 |  | 59730 |  | 0 | 0% | 46380 |  | 13350 | 0% | 46380 |  | 0 | 0%
Curbs and Gutters | 172530 |  | 172530 |  | 0 | 0% | 105445 |  | 67085 | 0% | 102649 |  | 2796 | 2.652%
Tack On Curb | 206646 |  | 206646 |  | 0 | 0% | 199263.6 |  | 7382.4 | 0% | 203844.06 |  | -4580.46 | -2.299%
Concrete Flatwork | 309236 |  | 309236 |  | 0 | 0% | 312701 |  | -3465 | 0% | 318423 |  | -5722 | -1.83%
Bus Pad | 0 |  | 0 |  | 0 | 0% | 0 |  | 0 | 0% | 0 |  | 0 | 0%
Pool Hardscape | 9660 |  | 9660 |  | 0 | 0% | 10000 |  | -340 | 0% | 10000 |  | 0 | 0%
Street Signs / Striping | 39185.176 |  | 39185.176 |  | 0 | 0% | 48773.6659 |  | -9588.4899 | 0% | 66141.6654 |  | -17367.9995 | -35.61%
Walls Iron | 163650 |  | 163650 |  | 0 | 0% | 159878 |  | 3772 | 0% | 146626 |  | 13252 | 8.289%
Trash Enclosure Iron Gates | 34790 |  | 34790 |  | 0 | 0% | 35000 |  | -210 | 0% | 35000 |  | 0 | 0%
Site Railings | 15000 |  | 15000 |  | 0 | 0% | 20000 |  | -5000 | 0% | 15000 |  | 5000 | 25%
Dog Run Fence | 28000 |  | 28000 |  | 0 | 0% | 25200 |  | 2800 | 0% | 20000 |  | 5200 | 20.63%
Pool Fence | 32775 |  | 32775 |  | 0 | 0% | 32000 |  | 775 | 0% | 25500 |  | 6500 | 20.31%
Pool Fence Gates | 3900 |  | 3900 |  | 0 | 0% | 3900 |  | 0 | 0% | 3900 |  | 0 | 0%
Entry Security Gates | 192000 |  | 192000 |  | 0 | 0% | 192000 |  | 0 | 0% | 100000 |  | 92000 | 47.92% | Reduced allowance for 4 automated antry gates.
Entry Security Gates Electrical | 7110 |  | 7110 |  | 0 | 0% | 9000 |  | -1890 | 0% | 9000 |  | 0 | 0%
Entry Gate Transmitters | 0 |  | 0 |  | 0 | 0% | 19500 |  | -19500 | 0% | 19500 |  | 0 | 0%
Entry Gates | 0 |  | 0 |  | 0 | 0% | 3900 |  | -3900 | 0% | 3900 |  | 0 | 0%
Temp Fencing | 39565 |  | 39565 |  | 0 | 0% | 79130 |  | -39565 | 0% | 79130 |  | 0 | 0%
Walls Masonry | 545312.68 |  | 545312.68 |  | 0 | 0% | 319393 |  | 225919.68 | 0% | 296090 |  | 23303 | 7.296%
Walls Pilaster Caps | 0 |  | 0 |  | 0 | 0% | 0 |  | 0 | 0% | 0 |  | 0 | 0%
Retaining Walls | 125000 |  | 125000 |  | 0 | 0% | 114584 |  | 10416 | 0% | 100231.3422 |  | 14352.6578 | 12.53%
Pool Walls | 11000 |  | 11000 |  | 0 | 0% | 60000 |  | -49000 | 0% | 75000 |  | -15000 | -25%
Site Furniture Permanent | 7000 |  | 7000 |  | 0 | 0% | 7000 |  | 0 | 0% | 7000 |  | 0 | 0%
Site Landscaping | 3064027.78 |  | 2818927.78 |  | 245100 | 0% | 3662724.7692 |  | -598696.9892 | 0% | 2289198.3333 |  | 1373526.4359 | 37.5% | Based on current proposals
Site Landscaping Lighting | 0 |  | 0 |  | 0 | 0% | 10000 |  | -10000 | 0% | 10000 |  | 0 | 0%
Site Landscaping Planter Pots | 0 |  | 0 |  | 0 | 0% | 0 |  | 0 | 0% | 0 |  | 0 | 0%
Offsite Asphalt Sawcut and Removal | 25000 |  | 25000 |  | 0 | 0% | 25000 |  | 0 | 0% | 25000 |  | 0 | 0%
Offsite Paving | 1843875.3 |  | 1843875.3 |  | 0 | 0% | 795028.78 |  | 1048846.52 | 0% | 1006389.799 |  | -211361.019 | -26.59% | Updated based on current proposal pricing
Offsite Curbs and Gutters | 124911 |  | 124911 |  | 0 | 0% | 139232 |  | -14321 | 0% | 135330 |  | 3902 | 2.803%
Offsite Concrete Flatwork | 91597 |  | 91597 |  | 0 | 0% | 154692 |  | -63095 | 0% | 173092 |  | -18400 | -11.89%
Exterior Improvements |  | 7935480.586 |  | 7690380.586 | 245100 | 3.089% |  | 7622826.8914 | 312653.6946 | 3.94% |  | 6247669.5083 | 1375157.3831 | 18.04%
Temp Power | 140445 |  | 140445 |  | 0 | 0% | 140445 |  | 0 | 0% | 140445 |  | 0 | 0%
Start Up Utilities | [6 empty] | 0 |  |  |  | 50000 |  | -50000 | 0%
Traffic Control, AC Removal and Patch | 0 |  | 0 |  | 0 | 0% | 0 |  | 0 | 0% | 0 |  | 0 | 0%
Water | 832918.12 |  | 832918.12 |  | 0 | 0% | 703298.46 |  | 129619.66 | 0% | 672740.65 |  | 30557.81 | 4.345%
Sewer | 394942 |  | 394942 |  | 0 | 0% | 419249 |  | -24307 | 0% | 387072 |  | 32177 | 7.675%
Storm Drain | 0 |  | 0 |  | 0 | 0% | 0 |  | 0 | 0% | 25000 |  | -25000 | 0%
Sub Drains | 15000 |  | 15000 |  | 0 | 0% | 15000 |  | 0 | 0% | 15000 |  | 0 | 0%
Gas | 112000 |  | 112000 |  | 0 | 0% | 305200 |  | -193200 | 0% | 305200 |  | 0 | 0%
Electric | 432813 |  | 432813 |  | 0 | 0% | 499016 |  | -66203 | 0% | 499016 |  | 0 | 0%
Secondary Conduit | 25000 |  | 25000 |  | 0 | 0% | 50000 |  | -25000 | 0% | 50000 |  | 0 | 0%
Bollards | 0 |  | 0 |  | 0 | 0% | 0 |  | 0 | 0% | 0 |  | 0 | 0%
Cable TV | 0 |  | 0 |  | 0 | 0% | 0 |  | 0 | 0% | 0 |  | 0 | 0%
Phone | 0 |  | 0 |  | 0 | 0% | 0 |  | 0 | 0% | 0 |  | 0 | 0%
Off Site Water | 2200067.3967 |  | 2200067.3967 |  | 0 | 0% | 2362698.4 |  | -162631.0033 | 0% | 1635293.2857 |  | 727405.1143 | 30.79% | Updated based on current proposal pricing and updated plans
Off Site Sewer | 1474233.6057 |  | 1474233.6057 |  | 0 | 0% | 1073770.85 |  | 400462.7557 | 0% | 436684.18 |  | 637086.67 | 59.33% | Updated based on current proposal pricing and updated plans
Off Site Storm Drain | 649389 |  | 649389 |  | 0 | 0% | 779503.1 |  | -130114.1 | 0% | 700949.5 |  | 78553.6 | 10.08% | Updated based on current proposal pricing and updated plans
Off Site Electric | 1310050.0533 |  | 1310050.0533 |  | 0 | 0% | 744064.26 |  | 565985.7933 | 0% | 744064.26 |  | 0 | 0%
Utilities |  | 7586858.1757 |  | 7586858.1757 | 0 | 0% |  | 7092245.07 | 494613.1057 | 6.519% |  | 5661464.8757 | 1430780.1943 | 20.17%
Traffic Control | 15000 |  | 15000 |  | 0 | 0% | 15000 |  | 0 | 0% | 15000 |  | 0 | 0%
Transportation |  | 15000 |  | 15000 | 0 | 0% |  | 15000 | 0 | 0% |  | 15000 | 0 | 0%
Solar PV System | 399750 |  | 399750 |  | 0 | 0% | 399750 |  | 0 | 0% | 1567975.85 |  | -1168225.85 | -292.2%
Solar PV Conduit | 50000 |  | 50000 |  | 0 | 0% | 50000 |  | 0 | 0% | 100000 |  | -50000 | -100%
Car Charging Stations | 20000 |  | 20000 |  | 0 | 0% | 20000 |  | 0 | 0% | 50000 |  | -30000 | -150%
Electrical Power Generation |  | 469750 |  | 469750 | 0 | 0% |  | 469750 | 0 | 0% |  | 1717975.85 | -1248225.85 | -265.7%
Staking | 46116.964 |  | 46116.964 |  | 0 | 0% | 142434 |  | -96317.036 | 0% | 142434 |  | 0 | 0%
Re Staking | 24403.692 |  | 24403.692 |  | 0 | 0% | 15826 |  | 8577.692 | 0% | 15826 |  | 0 | 0%
Certs and Verifications | 29594.62 |  | 29594.62 |  | 0 | 0% | 7500 |  | 22094.62 | 0% | 7500 |  | 0 | 0%
Slab Testing | 104742.7984 |  | 104742.7984 |  | 0 | 0% | 91395.15 |  | 13347.6484 | 0% | 91395.15 |  | 0 | 0%
Grading Testing | 63398.956 |  | 63398.956 |  | 0 | 0% | 79130 |  | -15731.044 | 0% | 79130 |  | 0 | 0%
Other Testing | 56090.5092 |  | 56090.5092 |  | 0 | 0% | 79130 |  | -23039.4908 | 0% | 79130 |  | 0 | 0%
Masonry Testing | 12914.016 |  | 12914.016 |  | 0 | 0% | 15826 |  | -2911.984 | 0% | 15826 |  | 0 | 0%
Pavement Testing | 11337.7464 |  | 11337.7464 |  | 0 | 0% | 15826 |  | -4488.2536 | 0% | 15826 |  | 0 | 0%
Third Party Inspections | 78759.6716 |  | 78759.6716 |  | 0 | 0% | 39565 |  | 39194.6716 | 0% | 39565 |  | 0 | 0%
Field Surveys, Staking |  | 427358.9736 |  | 427358.9736 | 0 | 0% |  | 486632.15 | -59273.1764 | -13.87% |  | 486632.15 | 0 | 0%
BABA | 0 |  | 0 |  | 0 | 0% | 0 |  | 0 | 0% |  |  | 0 | 0%
Bid Risk | 1321372.7349 |  | 1297092.2553 |  | 24280.4795 | 0% | 1254667.141 |  | 66705.5939 | 0% | 632953.9067 |  | 621713.2343 | 49.55%
Bid Risk & BABA |  | 1321372.7349 |  | 1297092.2553 | 24280.4795 | 1.838% |  | 1254667.141 | 66705.5939 | 5.048% |  | 632953.9067 | 621713.2343 | 49.55%
Golf Carts | 10000 |  | 10000 |  | 0 | 0% | 20000 |  | -10000 | 0% | 20000 |  | 0 | 0%
Convenience Store Equipment | 0 |  | 0 |  | 0 | 0% | 0 |  | 0 | 0% | 0 |  | 0 | 0%
Pet Wash | 21000 |  | 21000 |  | 0 | 0% | 20000 |  | 1000 | 0% | 20000 |  | 0 | 0%
Office Equipment | 21900 |  | 21900 |  | 0 | 0% | 20000 |  | 1900 | 0% | 20000 |  | 0 | 0%
Gym Exercise Equipment | 129526.8 |  | 129526.8 |  | 0 | 0% | 94648 |  | 34878.8 | 0% | 94648 |  | 0 | 0%
Playground | 0 |  | 0 |  | 0 | 0% | 25000 |  | -25000 | 0% | 25000 |  | 0 | 0%
Maintenance Shop Equipment | 15000 |  | 15000 |  | 0 | 0% | 15000 |  | 0 | 0% | 15000 |  | 0 | 0%
Maintenance Shop Start Up Supplies | 5000 |  | 5000 |  | 0 | 0% | 5000 |  | 0 | 0% | 5000 |  | 0 | 0%
Fixed Asset Misc. | 0 |  | 0 |  | 0 | 0% | 0 |  | 0 | 0% | 0 |  | 0 | 0%
Interior Furniture | 1250000 |  | 1000000 |  | 250000 | 0% | 1000000 |  | 250000 | 0% | 1000000 |  | 0 | 0%
Exterior Furniture | 200000 |  | 150000 |  | 50000 | 0% | 200000 |  | 0 | 0% | 200000 |  | 0 | 0%
Rec Building TV Media Computer | 19500 |  | 19500 |  | 0 | 0% | 25000 |  | -5500 | 0% | 25000 |  | 0 | 0%
Rec Building Telephone System | 2000 |  | 2000 |  | 0 | 0% | 2500 |  | -500 | 0% | 2500 |  | 0 | 0%
Maintenance Radios | 1200 |  | 1200 |  | 0 | 0% | 3000 |  | -1800 | 0% | 3000 |  | 0 | 0%
FFE |  | 1675126.8 |  | 1375126.8 | 300000 | 17.91% |  | 1430148 | 244978.8 | 14.62% |  | 1430148 | 0 | 0%
Construction Contingency | 4028141.9913 |  | 3915000 |  | 113141.9913 | 0% | 3849810.3029 |  | 178331.6884 | 0% | 3389277.9135 |  | 460532.3895 | 11.96%
Construction Contingency |  | 4028141.9913 |  | 3915000 | 113141.9913 | 2.809% |  | 3849810.3029 | 178331.6884 | 4.427% |  | 3389277.9135 | 460532.3895 | 11.96%
Sub Bonds | 858892.2777 |  | 800000 |  | 58892.2777 | 0% | 705798.5555 |  | 153093.7221 | 0% | 358550.3506 |  | 347248.2049 | 49.2%
Sub Bonds |  | 858892.2777 |  | 800000 | 58892.2777 | 6.857% |  | 705798.5555 | 153093.7221 | 17.82% |  | 358550.3506 | 347248.2049 | 49.2%
GL Insurance | 372564.5937 |  | 365000 |  | 7564.5937 | 0% | 350000 |  | 22564.5937 | 0% | 648527.5828 |  | -298527.5828 | -85.29%
Misc. | 18628.2297 |  | 17000 |  | 1628.2297 | 0% | 15000 |  | 3628.2297 | 0% | 0 |  | 15000 | 100%
Umbrella | 353936.364 |  | 325000 |  | 28936.364 | 0% | 315000 |  | 38936.364 | 0% | 0 |  | 315000 | 100%
GL Insurance |  | 745129.1874 |  | 707000 | 38129.1874 | 5.117% |  | 680000 | 65129.1874 | 8.741% |  | 648527.5828 | 31472.4172 | 4.628%
Overhead | 1413383.1549 |  | 1380676.6364 |  | 32706.5184 | 0% | 1336079.4149 |  | 77303.74 | 0% | 1298708.4501 |  | 37370.9648 | 2.797%
Contractor Fee | 4240149.4646 |  | 4142029.9093 |  | 98119.5553 | 0% | 4008238.2447 |  | 231911.2199 | 0% | 3896125.3504 |  | 112112.8943 | 2.797%
Contractor Fee |  | 5653532.6194 |  | 5522706.5457 | 130826.0737 | 2.314% |  | 5344317.6596 | 309214.9598 | 5.469% |  | 5194833.8006 | 149483.859 | 2.797%
Total Hard Costs |  | 84590981.3535 |  | 82551538.3668 | 2039442.9867 | 2.411% |  | 79847909.0106 | 4743072.343 | 5.607% |  | 77376747.9165 | 2471161.0941 | 3.095%
|  |  |  | 0 |  |  | 79847909.0106 | 0 |  |  | 77376747.9165 | 0
[7 empty] | 0 |  |  |  | 0

## Level 2 - Transmitted (2)
Project Details |  |  | Unit Breakdown |  |  |  | Breakdown Per Building | [7 empty] | List of Take offs |  |  | List of Take offs |  |  | List of Take offs
Project | West Henderson |  | Unit Type | Number | % |  | Bldg. | Levels | Unit | 1 Br - 1 Ba | 2 Br - 1 Ba | 2 Br - 2 Ba | 3 Br - 2 Ba | GSF | Slab SF | 145399.85 | GSF (Provided in Matrix) | 1 Br - 1 Ba Counter | 9150.98 | SF | Structural | 59616.52 | [13 empty] | Finish Carpentry |  |  |  |  | Exhaust Per Building | [5 empty] | Unit Breakdown | Wire Shelving LF | Bedrooms | Bathrooms | Unit Count | Windows
Budget Level | Level 2 |  | Studios | 0 | 0% |  | 1 | 3 | 169 | 87 | 17 | 48 | 17 | 185300 | Elevators | 4 | Count | 2 Br - 1 Ba Counter | 2673.44 | SF |  |  |  | Railing Estimate |  |  |  | Building 3 | 147 |  | Stucco |  | 1.1 |  |  | Unit Type | Number | TP $ | % | % | Building | Floors | U / Floor | Total Units | Cost / U | Total | A1A | 41 | 1 | 1 | 9 | 3 | 27
Product | Affordable |  | 1 Br - 1 Ba | 178 | 45.64% |  | 2 | 2 | 24 | 9 | 7 | 8 | 0 | 24353 | Elevators Stops | 12 | Count | 2 Br - 2 Ba Counter | 2893.8 | SF |  |  |  | Building 1 |  |  |  |  | 98 |  | Building 1 | 113290.84 | 124619.924 |  |  | Studios | 0 | 3192.5 | 0% | 3192.5 | Building 1 | 3 | 9 | 27 | 275 | 7425 | B1A | 31 | 1 | 1 | 106 | 3 | 318
UPDATED | 2025-08-15 |  | 2 Br - 1 Ba | 49 | 12.56% |  | 3 | 3 | 173 | 73 | 18 | 51 | 31 | 192543 | Trash Encl. | 13 | Provided in Site Plan | 3 Br - 2 Ba Counter | 3543.36 | SF |  |  |  | Northwest | 190 |  |  |  | 176 |  | Building 2 | 15591.885 | 17151.0735 |  |  | 1 Br - 1 Ba | 171 | 3192.5 | 0% | 3192.5 | Building 2 | 2 | 2 | 4 | 275 | 1100 | B1AE | 31 | 1 | 1 | 3 | 3 | 9
Timeline | 26 |  | 2 Br - 2 Ba | 115 | 29.49% |  | 4 | 2 | 24 | 9 | 7 | 8 | 0 | 24353 | Stairs | 17 | Count | 1x1 Decks | 3440 | SF |  |  |  | Southwest | 146 |  |  |  | 70 |  | Building 3 | 90408.74 | 99449.614 |  |  | 2 Br - 1 Ba | 52 | 3192.5 | 0% | 3192.5 | Building 3 | 2 | 9 | 18 | 275 | 4950 | B1B | 19 | 1 | 1 | 60 | 2 | 120
Floors | 2 & 3 Levels |  | 3 Br - 2 Ba | 48 | 12.31% | [9 empty] | Pool | 1 |  | 2x1 Decks |  | SF |  |  |  | Northeast | 118 |  |  |  | 491 |  | Building 4 | 15591.885 | 17151.0735 |  |  | 2 Br - 2 Ba | 118 | 3192.5 | 10% | 3511.75 | Building 4 | 3 | 3 | 9 | 275 | 2475 | A2B | 66 | 2 | 2 | 8 | 3 | 24
Bldg. SF | 422635 |  | Totals | 390 | 100% |  | Totals | 10 | 390 | 178 | 49 | 115 | 48 | 426549 | Gym | 2 |  | Lightweight | 261305.65 | SF |  |  |  | Southeast | 306 | [7 empty] | 258371.685 | sf |  | 3 Br - 2 Ba | 49 | 3192.5 | 20% | 3831 | Building 5 | 2 | 2 | 4 | 275 | 1100 | B2A | 45 | 2 | 1 | 6 | 3 | 18
Acres | 15.826 |  | Parking | [11 empty] | Iron Rail | 3074.7 | LF | Pavers | 900 | SF |  |  |  | More | 132 | 892 | [6 empty] | 28707.965 | sy |  | Totals | 390 |  |  | 3369.3154 | [5 empty] | 17050 | B2B | 68 | 2 | 2 | 107 | 3 | 321
Site SF | 689380.56 |  | Garage Parking |  | 0 | [9 empty] | Roofing | 1734.0111 | Square | Pool Deck | 7964 | SF | [19 empty] | 176.8154 | [6 empty] | B2C | 44 | 2 | 1 | 43 | 6 | 258
Buildings | 4 |  | Cover Parking |  | 375 | [9 empty] | Stucco | 28186.002 | Square Yard | Pool Fence | 372 | LF | Corridor Bldg. 1 | 19288 | SF | Building 2 & 5 |  |  |  | Building 4 | 112 | [10 empty] | 5.538% | [6 empty] | A3A | 48 | 3 | 2 | 3 | 4 | 12
Reports Available |  |  | Open Parking |  | 320 | [9 empty] | Liav GSF | 329873 | SF | Dog Park Fence | 400 | LF | Corridor Bldg. 2 | 2159 | SF | Northwest |  |  |  |  | 160 | [17 empty] | B3A | 55 | 3 | 2 | 45 | 4 | 180
Site Evaluation Report (GCW) | 2023-05-16 |  | Accessible Parking |  | 16 | [9 empty] | Carports | 375 | Count | Common Bldg. 1 | 7476 | SF | Corridor Bldg. 3 | 20355 | SF | Southwest |  |  |  |  | 144 | [18 empty] | 17473 |  |  | 390 |  | 1287
Soils Report (Universal) | 2025-07-10 |  | Private Garages |  | 0 |  |  |  | TOTAL COST |  | 79847909.0106 |  |  |  | Stairs Landings | 47 | Landings | Common Bldg. 2 | 0 | SF | Corridor Bldg. 4 | 2159 | SF | Northeast |  |  |  |  | 84 | [23 empty] | 30
Alta Survey (Wallace) | 2024-10-18 |  | Total Parking Provided |  | 711 |  |  |  | PER UNIT |  | 204738.2282 |  |  |  | Pump House | 1 | EA | Common Bldg. 3 | 1888 | SF | TOTAL | 43961 | SF | Southeast | 160 | 320 |  |  | 500 | [23 empty] | 7 | 10
Plans | 2025-06-17 |  | Parking Ratio |  | 1.8231 |  |  |  | PER GSF |  | 188.9288 |  |  |  | Lock Boxes | 10 | EA | Common Bldg. 4 | 1557 | SF | BBQ | 8 | Count | [29 empty] | 13 | 6
NVE Planning Memo | 2023-04-27 | [13 empty] | Awning Small | 58 | EA | Common Bldg. 5 | 0 | SF | Fire Pumps | 1 | Count | B1B Railings | 775 | [27 empty] | 22 | 3
[15 empty] | Awning Large | 10 | EA | HVAC ADD Count | 135.2564 |  | Asphalt | 256408.47 | [31 empty] | 1378
Description | Cost Code | Cost Category | Sub job | Source | Unit Meas. | QTY | Unit Cost | Escalation % | T. Unit Cost | Sub Total | Total | Description / Details | [41 empty] | 507104
General Requirements | 01 | [9 empty] | 3849810.3029
General Requirements | 01 | S |  |  | Mo | 26 | 148069.627 | 0% | 148069.627 | 3849810.3029 | [31 empty] | Slab | Lightweight | Roofing
Existing Conditions | 02 | [9 empty] | 12000 | [29 empty] | Building 1 | 59487.01 | 116712.26 | 72545.08 |  |  | 15 |  | 2
Potholing | 02-3213 | S | ON-SITE | Allowance |  | 1 | 12000 | 0% | 12000 | 12000 | [30 empty] | Building 2 | 11996.7 | 11552.49 | 14121.86 |  |  | 5 |  | 2
Concrete | 03 | [9 empty] | 2546599.1981 | [29 empty] | Building 3 | 61844.96 | 121139.46 | 72527.48 |  |  | 8 |  | 3
Slabs | 03-3101 | S | BUILDING | Torrey Pines | SF | 145399.85 | 11.5 | 0% | 11.5 | 1672098.275 |  | Proposal from NRC at $9.16. Conversation with NRC said he would at $11 to 11.50 if he wasn't aggressive. | [28 empty] | Building 4 | 12071.18 | 11901.44 | 14206.69 |  |  | 22 |  | 1
Deepened Footings | 03-3101 | S | BUILDING | N/A |  |  |  |  | 0 | 0 | [30 empty] | Total | 145399.85 | 261305.65 | 173401.11 |  |  | 8 |  | 1
Concrete Slab Repairs | 03-3101 | RR | BUILDING | Allowance | LS | 1 | 7500 | 0% | 7500 | 7500 | [18 empty] | 8910
Pump House Concrete | 03-3101 | S | PUMPHOUSE | Allowance | LS | 1 | 10000 | 0% | 10000 | 10000
Trash Enclosure Concrete | 03-3102 | S | OTHER SITE | Bruner | Count | 14 | 5500 | 0% | 5500 | 77000
Pool Area Shower Concrete | 03-3105 | S | POOL AREA | Allowance | LS | 1 | 2500 | 0% | 2500 | 2500
Cabana Concrete | 03-3107 | S | POOL AREA | Allowance | LS | 1 | 23500 | 0% | 23500 | 23500 | [13 empty] | Railings |  |  | Length Ea | Bldg 1 | Bldg 2 | Bldg 3 | Bldg 4 | Bldg 5
Pool Equipment Foundation | 03-3108 | S | POOL EQUIP | Allowance | LS | 1 | 4000 | 0% | 4000 | 4000 | [14 empty] | Outside Corner Units |  | 36 | 504 | 72 | 252 | 288 | 0
Lightweight Concrete | 03-3116 | S | BUILDING | Bruner | SF | 261305.65 | 2.6 | 0% | 2.6 | 679394.69 |  | NV Gypsum proposal at Bruner. | [12 empty] | Inside Corner Units |  | 13 | 260 | N/A | 260 | N/A | N/A |  |  | 520
Deck Concrete | 03-5001 | S | BUILDING | Bruner | SF | 3440 | 20.5251 | 0% | 20.5251 | 70606.2331 | [14 empty] | Small Railings |  | 8 | 416 | 96 | 224 | 240 | 0 |  |  | 0.19908
Parking Garage | 03-G | [9 empty] | 0 | [16 empty] | 1180 | 168 | 736 | 528 | 0 | 2612
Parking Garage Structure |  | S |  | N/A |  | 0 |  |  | 0 | 0
Core Slab Precast Concrete |  | S |  | N/A |  |  |  |  | 0 | 0 | [13 empty] | Lightweight |  |  |  | Bldg 1 | Bldg 2 | Bldg 3 | Bldg 4 | Bldg 5
Concrete Slab on Grade |  | S |  | N/A |  |  |  |  | 0 | 0 | [14 empty] | Level 2 |  | SF | 58443 | 11690 | 60733 | 11690 | 0
Concrete Topping Slab 4" / Level |  | S |  | N/A |  |  |  |  | 0 | 0 | [14 empty] | Level 3 |  | SF | 58422 | N/A | 60733 | N/A | 0
Electrical |  | S |  | N/A |  |  |  |  | 0 | 0 | [14 empty] | Total |  | SF | 116865 | 11690 | 121466 | 11690 | 0 | 261711
Dry Sprinklers |  | S |  | N/A |  |  |  |  | 0 | 0
Mechanical Ventilation |  | S |  | N/A |  |  |  |  | 0 | 0
Stairs and Railings |  | S |  | N/A |  |  |  |  | 0 | 0
Masonry | 04 | [9 empty] | 275600
Elevator Shaft | 04-2201 | S | BUILDING | Bruner | Per Stop | 12 | 10800 | 0% | 10800 | 129600 |  | Ave 2 Bidders Bruner | [30 empty] | 145637 |  |  |  | Building 1 |  | Building 2 | Building 3 | Building 4
Trash Enclosure | 04-2202 | S | OTHER SITE | Bruner | Count | 14 | 6500 | 0% | 6500 | 91000 | [32 empty] | 505788 |  |  |  | 41311 |  | 9811 | 48512 | 9811
Masonry Veneer | 04-4301 | S | ON-SITE | Allowance | LS | 1 |  |  | 0 | 0 | [32 empty] | 3.4729 |  |  |  | 49067 |  | 10036 | 51111 | 10036
Masonry Veneer Pool Area | 04-4305 | S | POOL AREA | Allowance | LS | 4 | 10000 | 0% | 10000 | 40000 | [36 empty] | 49067 |  |  | 51111
Pool Eq. Shower Stone | 04-4306 | A | POOL EQUIP | Allowance | LS | 1 | 15000 | 0% | 15000 | 15000 | [36 empty] | 139445 |  | 19847 | 150734 | 19847 | 329873
Metals | 05 | [9 empty] | 609026.9756
Structural Steel | 05-1201 | S | BUILDING | Allowance | LSB | 59616.52 | 4.03 | 0% | 4.03 | 240254.5756
Elevator Shaft Iron | 05-1202 | S | BUILDING | Budget | Elevators | 4 | 4100 | 0% | 4100 | 16400
Stair Handrails | 05-5201 | S | BUILDING | Bruner | EA | 30 | 2250 | 0% | 2250 | 67500
Garage Stair Railings | 05-5201 | S | BUILDING | N/A |  |  | 0 | 0% | 0 | 0
Cabana Iron | 05-7004 | S | POOL AREA | N/A |  |  | 0 | 0% | 0 | 0
Pool Equipment Gate | 05-7005 | S | POOL EQUIP | Bruner | Count | 1 | 2000 | 0% | 2000 | 2000
Iron Railings | 05-7300 | S | BUILDING | Bruner | LF | 3074.7 | 92 | 0% | 92 | 282872.4 |  | Updated take off.
Cable Railings | 05-7316 | S | COMMON AREA | N/A |  |  | 0 | 0% | 0 | 0 | [36 empty] | Common Area SF
Wood, Plastics, & Composites | 06 | [9 empty] | 9324491 | [35 empty] | Building 1 |  | Building 2 | Building 3 | Building 4
Dumpsters | 06-0111 | S | DUMPSTERS |  |  |  | 0 | 0% | 0 | 0 | [36 empty] | 7529 |  | 4592 | 22675 | 4592
Framing | 06-1100 | S | BUILDING | Proposals | SF | 422635 | 18 | 0% | 18 | 7607430 |  | Gilmore proposal including pump house and shade structure came up to $17.36 psf building. | [34 empty] | 6523 |  |  | 16202
Framing - Crane | 06-1100 | S | BUILDING | N/A |  |  |  | 0% | 0 | 0 | [36 empty] | 6577
Cabana Framing | 06-1109 | S | COMMON AREA | Allowance | LS | 1 | 15000 | 0% | 15000 | 15000 | [36 empty] | 11361
BBQ Framing | 06-1110 | S | COMMON AREA | Allowance | LS | 8 | 2500 | 0% | 2500 | 20000 | [36 empty] | 6422
Fireplace Framing | 06-1111 | S | COMMON AREA | N/A |  |  |  | 0% | 0 | 0
Trellis | 06-1114 | S | BUILDING | N/A |  |  |  | 0% | 0 | 0
Pool Equipment Framing | 06-1114 | S | POOL EQUIP | N/A |  |  |  | 0% | 0 | 0
Finish Carpentry - Units | 06-2001 | S | BUILDING | Proposal | Liav GSF | 329873 | 3.5482 | 0% | 3.5482 | 1170454 |  | Door & Milwood Proposal. Rystin proposal is lower at $1,064,161 | [34 empty] | 6458
Finish Carpentry - Common | 06-2001 | S | COMMON AREA | Proposal | Common SF | 87842 | 5.7149 | 0% | 5.7149 | 502007 |  | Door & Milwood Proposal. Rystin proposal is lower at $419K | [34 empty] | 44870 |  | 4592 | 38877 | 4592 | 92931
BBQ Trim | 06-2006 | S | COMMON AREA | Allowance | LS | 8 | 1200 | 0% | 1200 | 9600
Shutters | 06-4919 | S | BUILDING | N/A |  |  |  | 0% | 0 | 0
Thermal & Moisture Protection | 07 | Jason | [8 empty] | 2237303.7715
Insulation | 07-2101 | S | BUILDING | Bruner | SF | 422635 | 2.5 | 0% | 2.5 | 1056587.5 |  | Red Rock contract per SF at Bruner.
Roofing | 07-3001 | S | BUILDING | Proposals | Square | 1734.0111 | 565 | 0% | 565 | 979716.2715 |  | We have 2 proposal under $565/square (Xbuilt and Deset Roofing)
Cabana Roofing | 07-3002 | S | COMMON AREA | Allowance | LS | 1 | 5500 | 0% | 5500 | 5500
Pump House Roofing | 07-3002 | S | PUMPHOUSE | Allowance | LS | 1 | 9500 | 0% | 9500 | 9500
Pool Equipment Roofing | 07-3003 | S | POOL EQUIP | Allowance | LS | 0 | 7500 | 0% | 7500 | 0
Trash Enclosure Cover | 07-6101 | S | OTHER SITE | Bruner | Count | 14 | 6500 | 0% | 6500 | 91000
Pigeon Proofing | 07-7001 | S | BUILDING | Allowance | LS | 1 | 25000 | 0% | 25000 | 25000
Gutters and Downspouts | 07-7124 | S | BUILDING | Allowance | LS | 1 | 25000 | 0% | 25000 | 25000
Roof Ladders | 07-7210 | S | BUILDING | Bruner | Count | 10 | 1750 | 0% | 1750 | 17500 |  | 2 Per building
Roof Access Doors | 07-7233 | S | BUILDING | Bruner | Count | 10 | 2750 | 0% | 2750 | 27500 |  | 2 Per building
Roof Winch | 07-7250 | S | BUILDING | N/A |  |  |  | 0% | 0 | 0
Openings | 08 | Jason | [8 empty] | 690619
Dumpsters | 08-0151 | S | DUMPSTERS |  |  |  | 79 | 0% | 79 | 0
Entry Doors | 08-1001 | S | COMMON AREA | N/A |  |  |  | 0% | 0 | 0
Common Doors | 08-1002 | S | COMMON AREA | Included |  |  |  | 0% | 0 | 0
Pocket Doors - 3 Panel | 08-1002 | S | BUILDING | N/A |  |  |  | 0% | 0 | 0
Garage Doors | 08-3619 | S | BUILDING | N/A |  |  |  | 0% | 0 | 0
Windows and Sliding Glass Doors | 08-5301 | S | BUILDING | Bruner | Per Unit | 390 | 1336 | 10% | 1469.6 | 573144 |  | Bruner approved cost per sf + 10% escalation to account for the extra bedrooms
Windows Repair and Replacement | 08-5301 | RR | BUILDING | Allowance | Per Unit | 390 | 50 | 0% | 50 | 19500
Pool Equipment Windows | 08-5303 | S | POOL EQUIP | N/A |  |  |  | 0% | 0 | 0
Pool Glass Walls | 08-8001 | S | POOL AREA | N/A |  |  |  | 0% | 0 | 0
Fixed Glass | 08-8002 | S | BUILDING | N/A |  |  |  | 0% | 0 | 0
Mirrors - LED | 08-8301 | S | BUILDING | N/A |  |  |  | 0% | 0 | 0
Mirrors - LED Install | 08-8302 | S | BUILDING | N/A |  |  |  | 0% | 0 | 0
Mirrors - Framed | 08-8301 | S | BUILDING | N/A |  |  |  | 0% | 0 | 0
Mirrors - Polished Edges (Units) | 08-8301 | S | BUILDING | Bruner | Bathrooms | 553 | 175 | 0% | 175 | 96775
Mirrors - Polished Edges (Restrooms) | 08-8301 | S | BUILDING | Allowance | Count | 4 | 300 | 0% | 300 | 1200
Finishes | 09 | Jason | [8 empty] | 6934652.5816
Cost Prep Labor | 09-0101 | S | BUILDING |  |  |  | 0.05 | 0% | 0.05 | 0
Cost Prep Mat | 09-0102 | S | BUILDING | Allowance | LS | 1 | 25000 | 0% | 25000 | 25000
Clean Up - Final | 09-0103 | S | BUILDING | Bruner | SF | 422635 | 0.85 | 0% | 0.85 | 359239.75
Clean Up - During Construction | 09-0104 | S | BUILDING | Allowance | LS | 1 | 50000 | 0% | 50000 | 50000
Dumpsters | 09-0113 | S | DUMPSTERS | Latest | Unit | 390 | 79 | 0% | 79 | 30810
Clean Up - Hauling Exterior | 09-0121 | S | ON-SITE | Allowance | LS | 1 | 10000 | 0% | 10000 | 10000
Stucco | 09-2423 | S | BUILDING | Bruner | SY | 28186.002 | 40.82 | 0% | 40.82 | 1150552.6016
Stucco - Pump House | 09-2423 | A | PUMPHOUSE | Allowance | LS | 1 | 6000 | 0% | 6000 | 6000
Stucco - Walls | 09-2424 | S | POOL AREA | N/A |  |  |  | 0% | 0 | 0
Stucco - Pool Area | 09-2428 | A | POOL AREA | Allowance | LS | 1 | 5000 | 0% | 5000 | 5000
Stucco - Cabana | 09-2429 | S | POOL AREA | N/A | LS | 1 | 7500 | 0% | 7500 | 7500
Stucco - Pool Equipment | 09-2430 | S | POOL EQUIP | N/A |  |  |  | 0% | 0 | 0
Stucco - Repairs | 09-2423 | A | BUILDING | Allowance | LS | 1 | 7500 | 0% | 7500 | 7500
Drywall | 09-2905 | S | BUILDING | Proposal | SF | 422635 | 7.65 | 0% | 7.65 | 3233157.75 |  | Proposal by Classic.
Drywall - Pump House | 09-2905 | S | PUMPHOUSE | Allowance | LS | 1 | 2000 | 0% | 2000 | 2000
Drywall - Repairs | 09-2905 | A | BUILDING | Allowance | Unit | 390 | 85 | 0% | 85 | 33150
Tile Tubs and Showers | 09-3001 | S | BUILDING | N/A |  |  |  | 0% | 0 | 0
Common Tile | 09-3002 | S | COMMON AREA | Pebble | Unit | 390 | 346.959 | 0% | 346.959 | 135314
Kitchen Backsplash | 09-3003 | S | BUILDING | N/A |  |  |  | 0% | 0 | 0
Cabana Tile | 09-3008 | S | POOL AREA | N/A |  |  |  | 0% | 0 | 0
Flooring - Units | 09-6001 | S | BUILDING | Bruner Proposal | SY | 36652.5556 | 16.29 | 0% | 16.29 | 597070.13 |  | SY costs utilized form Bruner proposals and takeoffs for SY in units
Common Wood | 09-6401 | S | COMMON AREA |  |  | 0 | 30184 | 0% | 30184 | 0
Common Vinyl | 09-6517 | S | COMMON AREA |  |  | 0 | 1994 | 0% | 1994 | 0
Hall Flooring | 09-6520 | S | COMMON AREA | Torrey Pines | SF | 48357.1 | 4.5 | 0% | 4.5 | 217606.95
Hall Flooring - Elevators | 09-6520 | A | COMMON AREA | Allowance | Count | 4 | 1000 | 0% | 1000 | 4000
Common - Plank | 09-6521 | S | COMMON AREA |  | SF | 0 | 0.090909 | 0% | 0.090909 | 0
Common - VCT | 09-6522 | S | COMMON AREA |  | SF | 0 | 0.182 | 0% | 0.182 | 0
Common - Rubber Floor (Ecore) | 09-6566 | S | COMMON AREA | Bruner | SF | 2280 | 19.54 | 0% | 19.54 | 44551.2
Common - Carpet Stairs | 09-6802 | S | COMMON AREA | Torrey Pines | Flight Stais | 30 | 1379.1667 | 0% | 1379.1667 | 41375
Hall Runner Install | 09-6803 | S | COMMON AREA | Pebble | Unit | 390 | 48.3487 | 0% | 48.3487 | 18856
Hall Runner Materials | 09-6804 | S | COMMON AREA | Pebble | Unit | 390 | 280.4103 | 0% | 280.4103 | 109360
Painting - Repairs | 09-9101 | A | BUILDING | Allowance | Unit | 390 | 85 | 0% | 85 | 33150
Painting | 09-9101 | S | BUILDING | Bruner | SF | 422635 | 1.92 | 0% | 1.92 | 811459.2 |  | Bruner Proposal by classic (2nd lowest)
Painting - Pump House | 09-9101 | S | PUMPHOUSE | Allowance | LS | 1 | 2000 | 0% | 2000 | 2000
Painting - Walls | 09-9102 | S | BUILDING | N/A |  |  | 0 | 0% | 0 | 0
Painting - Pool Area | 09-9106 | S | POOL AREA | N/A |  |  | 0 | 0% | 0 | 0
Wall Covering | 09-9110 | S | COMMON AREA | Allowance | LS | 1 | 0 | 0% | 0 | 0
Walls - Specialty | 09-9110 | S | COMMON AREA | Allowance | LS | 1 | 0 | 0% | 0 | 0
Specialties | 10 | Jason | [8 empty] | 700376.2872
Entry Directory | 10-1300 | S | ON-SITE | N/A |  |  |  | 0% | 0 | 0
Unit Carport Signs | 10-1401 | S | CARPORT | Pebble | Unit | 390 | 212 | 0% | 212 | 82680
Site Signage | 10-1404 | S | ON-SITE | Allowance | LS | 1 | 20000 | 0% | 20000 | 20000 |  | Added Fusion Flags ($14k)
Entry Sign Letters | 10-1419 | S | ON-SITE | Allowance | LS | 1 | 5000 | 0% | 5000 | 5000
Offsite Street Signs | 10-1454 | S | OFFSITE | Allowance | LS | 1 | 7000 | 0% | 7000 | 7000
Bath Accessories | 10-2816 | S | BUILDING | Pebble | Per Bathroom | 553 | 41.241 | 0% | 41.241 | 22806.2872
Shower Doors | 10-2919 | S | BUILDING | N/A |  |  |  | 0% | 0 | 0
Fire Places | 10-3000 | S | BUILDING | Allowance | LS | 2 | 3500 | 0% | 3500 | 7000
Fire Places - Pool Area | 10-3200 | S | POOL AREA | Allowance | LS | 1 | 3500 | 0% | 3500 | 3500
BBQ Units | 10-3355 | S | POOL AREA | Arzano | LS | 8 | 3360 | 0% | 3360 | 26880
Lock Boxes | 10-4116 | S | ON-SITE | Allowance | Count | 10 | 600 | 0% | 600 | 6000
Fire Extinguishers | 10-4416 | S | BUILDING | Allowance | Unit | 390 | 80 | 0% | 80 | 31200
Mail Boxes | 10-5523 | S | BUILDING | Pebble | Unit | 390 | 230.2821 | 0% | 230.2821 | 89810
Closet Shelving | 10-5723 | S | BUILDING | Proposal | Unit | 390 | 425.641 | 0% | 425.641 | 166000 |  | Based on Rysting proposal.
Window Awnings Small | 10-7313 | S | BUILDING | Torrey Pines | EA | 58 | 2500 | 0% | 2500 | 145000 | [14 empty] | 6 | 35546.6667 | 213280
Window Awnings Large | 10-7313 | S | BUILDING | Torrey Pines | EA | 10 | 8750 | 0% | 8750 | 87500 | [14 empty] | 6 | 35546.6667 | 213280
Equipment | 11 | Jason | [8 empty] | 1385515 | [13 empty] | 4 | 35546.6667 | 142186.6667
Appliances | 11-3013 | S | BUILDING | Torrey Pines | Unit | 390 | 3488.5 | 0% | 3488.5 | 1360515 | [16 empty] | 568746.6667
Appliances - Common | 11-3013 | S | BUILDING | Allowance | LS | 1 | 25000 | 0% | 25000 | 25000
Furnishings | 12 | Jason | [8 empty] | 2369433.4151 | [15 empty] | 35546.6667
Dumpsters | 12-0131 | S | DUMPSTERS |  | Unit | 0 | 79 | 0% | 79 | 0
Blinds | 12-2100 | S | BUILDING | Bruner | Per Unit | 390 | 396.9072 | 10% | 436.5979 | 170273.1959 |  | 10% escalation with more bedroom/windows expected.
Cabinets Units | 12-3531 | S | BUILDING | Bruner | Boxes | 8559 | 137.8 | 0% | 137.8 | 1179430.2 |  | Used $/Box from Bruner
Cabinet Common Areas | 12-3535 | S | BUILDING | Allowance | LS | 1 | 128400 | 0% | 128400 | 128400 |  | Pebble was $15,700 vs $85,600 at Torrey.
Counter Tops Units | 12-3601 | S | BUILDING | Bruner | SF | 32355.9 | 24.8555 | 0% | 24.8555 | 804222.0192 |  | Used $/SF on Bruner
Counter Tops Common Areas | 12-3605 | A | BUILDING | Torrey Pines | LS | 1 | 39108 | 0% | 39108 | 39108 |  | Based on Torrey Pines Cost
Counter Tops Pool Area | 12-3608 | S | POOL AREA | Allowance | LS | 0 | 2500 | 0% | 2500 | 0
BBQ Top | 12-3609 | S | POOL AREA | Allowance | LS | 8 | 6000 | 0% | 6000 | 48000 |  | Figuring Buildings 1, 3, & 4 with 1 top with 2 BBQ's installed at each top.
Special Construction | 13 | Jason | [8 empty] | 1134489
Pools and Spas | 13-1113 | S | POOL AREA | Proposal | LS | 1 | 267940 | 0% | 267940 | 267940 |  | California Pool Proposal
Carports | 13-3401 | S | CARPORT | Torrey Pines | Count | 375 | 2292 | 0% | 2292 | 859500 |  | Non -Solar Carports at Torrey Pines
Pool Equipment Cover | 13-3402 | S | POOL EQUIP | Decatur | Count | 1 | 7049 | 0% | 7049 | 7049
Traffic | 13-G | [9 empty] | 0
Trash Chute | 13-G | S | BUILDING | N/A |  |  |  | 0% | 0 | 0
Conveying Equipment | 14 | Jason | [8 empty] | 508000
Elevator | 14-2400 | S | BUILDING | Proposal | Stop | 12 | 41250 | 0% | 41250 | 495000 |  | Otis Elevator proposal.
Pool and Spa Lifts | 14-4101 | S | POOL AREA | Russell IV | Count | 2 | 6500 | 0% | 6500 | 13000
Fire Suppression | 21 | [9 empty] | 1322806.25
Sprinkler Design | 21-0600 | S | BUILDING | Allowance | SF | 422635 | 0.1 | 0% | 0.1 | 42263.5
Sprinkler System | 21-1313 | S | BUILDING | Bruner | SF | 422635 | 2.65 | 0% | 2.65 | 1119982.75
Fire Pump | 21-3000 | S | PUMPHOUSE | Decatur | Count | 1 | 160560 | 0% | 160560 | 160560
Plumbing | 22 | [9 empty] | 4783145.5
1 Bathroom Unit | 22-1001 | S | BUILDING | Bruner | Count | 227 | 10069 | 0% | 10069 | 2285663 |  | Focus Traditional DWV proposal at Bruner.
2 Bathroom Unit | 22-1001 | S | BUILDING | 1.5 x 1 Bath | Count | 163 | 15103.5 | 0% | 15103.5 | 2461870.5
Plumbing - Pump House | 22-1001 | S | PUMPHOUSE | Allowance | LS | 1 | 5000 | 0% | 5000 | 5000
Pool Area | 22-1003 | S | POOL AREA | Torrey Pines | LS | 1 | 24612 | 0% | 24612 | 24612 |  | Budgeted at Torrey Pines
Pool Equipment | 22-1007 | S | POOL EQUIP | Allowance | LS | 1 | 6000 | 0% | 6000 | 6000 |  | Budgeted at Torrey Pines
HVAC | 23 | [9 empty] | 3866250 | [12 empty] | HVAC | Units | Unit Cost | Total
HVAC Standard | 23-3001 | S | BUILDING | Bruner | Unit | 390 | 9875 | 0% | 9875 | 3851250 |  | Used Allstate proposal. Enix proposal is $9,618. Allstate proposal at $3.925k. | [11 empty] | 2br 1ba | 52 | 250 | 13000
HVAC Standard - Pump House | 23-3001 | S | PUMPHOUSE | Allowance | LS | 1 | 15000 | 0% | 15000 | 15000
Electrical | 26 | [9 empty] | 5287886.1 | [12 empty] | 2br 2ba | 118 | 500 | 59000
Electrical | 26-1001 | S | BUILDING | Bruner | SF | 422635 | 10.06 | 0% | 10.06 | 4251708.1 | [13 empty] | 3br 2ba | 50 | 750 | 37500
Electrical - Pump House | 26-1001 | S | PUMPHOUSE | Allowance | LS | 1 | 10000 | 0% | 10000 | 10000
Electrical Fixtures | 26-5001 | S | BUILDING | Pebble | Unit | 390 | 700 | 0% | 700 | 273000 |  | Includes 15% due to 2x2 and 3x2 unit types. | [14 empty] | 109500
Building Electrical Fixtures | 26-5002 | S | BUILDING | Allowance | Unit | 390 | 120 | 0% | 120 | 46800 | [16 empty] | 280.0512
Hall Lighting Fixtures | 26-5003 | S | BUILDING | Allowance | Unit | 390 | 115 | 0% | 115 | 44850
Carports Electrical | 26-1001 | S | CARPORT | Allowance | Space | 375 | 200 | 0% | 200 | 75000 | [13 empty] | Fixtures | Units | Unit Cost | Total
Carport Fixtures | 26-5001 | S | CARPORT | Allowance | Space | 375 | 50 | 0% | 50 | 18750 | [13 empty] | 2br 1ba | 52 | 50 | 2600
Cabana Electrical | 26-1001 | S | POOL AREA | Allowance | LS | 1 | 5000 | 0% | 5000 | 5000 | [13 empty] | 2br 2ba | 118 | 200 | 23600
Cabana Fixtures | 26-5004 | S | POOL AREA | Allowance | LS | 1 | 5000 | 0% | 5000 | 5000 | [13 empty] | 3br 2ba | 50 | 350 | 17500
Street Lights | 26-5613 | S | OFFSITE | LS | LS | 1 | 390398 | 0% | 390398 | 390398 |  | 16 street lights. | [11 empty] | Ceiling Fans $150 EA |  |  | 43700
Traffic Signal | 26-5613 | S | OFFSITE | LS | LS | 0 | 125000 | 0% | 125000 | 0
Site Lighting Electrical | 26-1005 | S | ON-SITE | Allowance | Acre | 15.826 | 2500 | 0% | 2500 | 39565 | [13 empty] | Ceiling Fixtures $25 EA |  |  | 111.7647
Site Lighting Fixtures | 26-5602 | S | ON-SITE | Allowance | Acre | 15.826 | 2500 | 0% | 2500 | 39565
Pool Lighting Electrical | 26-1004 | S | POOL AREA | Allowance | LS | 4 | 12500 | 0% | 12500 | 50000
Pool Lighting Fixtures | 26-5603 | S | POOL AREA | Allowance | LS | 4 | 5000 | 0% | 5000 | 20000
Pool Equipment Electrical | 26-1007 | S | POOL EQUIP | Allowance | LS | 1 | 2500 | 0% | 2500 | 2500
Pump House Electrical | 26-1001 | S | PUMPHOUSE | Allowance | LS | 1 | 14250 | 0% | 14250 | 14250
Pump House Fixtures | 26-5001 | S | PUMPHOUSE | Allowance | LS | 1 | 1500 | 0% | 1500 | 1500
Communications | 27 | Jason | [8 empty] | 253754.65
TV and Media | 27-2201 | A | BUILDING | Allowance | EA | 4 | 900 | 0% | 900 | 3600 |  | Per Building
DAS System | 27-3010 | S | BUILDING | Pebble | SF | 422635 | 0.59 | 0% | 0.59 | 249354.65
Pool ADA Phone | 27-3201 | S | POOL AREA | Allowance | EA | 1 | 800 | 0% | 800 | 800
Electronic Safety & Security | 28 | Jason | [8 empty] | 1349898.75
Security System | 28-1001 | S | BUILDING | Decatur | Unit | 390 | 581 | 0% | 581 | 226590
Site Security System | 28-2001 | S | ON-SITE | Pebble | Unit | 390 | 442 | 0% | 442 | 172380
Fire Alarm / Two Way Comm AOR | 28-4601 | S | BUILDING | Proposal | SF | 422635 | 2.25 | 0% | 2.25 | 950928.75
Earthwork | 31 | [9 empty] | 1455055.4581
Construction Water | 31-0121 | S | ON-SITE | Pebble | Acre | 15.826 | 7600 | 0% | 7600 | 120277.6
Dust Control | 31-0122 | S | ON-SITE | Allowance | Acre | 15.826 | 3485.6 | 0% | 3485.6 | 55163.1056
Demolition | 31-0505 | S | ON-SITE | Allowance | LS | 1 | 45000 | 0% | 45000 | 45000
Rock Dirt Haul Off | 31-1492 | S | ON-SITE | Budget | LS | 1 | 75000 | 0% | 75000 | 75000 |  | See Budget File
Mass Grading | 31-2201 | S | ON-SITE | Budget | LS | 1 | 876756 | 0% | 876756 | 876756 |  | Difference is primarily on he import/export CY. Pete's latest rough grading shows close to a balance site (previous 30k vs 5k CY.)
Fine Grade | 31-2216 | S | ON-SITE | Budget | LS | 1 | 41869.4125 | 0% | 41869.4125 | 41869.4125 |  | See Budget File
Hard Dig | 31-2319 | S | ON-SITE | Budget | LS | 1 | 200000 | 0% | 200000 | 200000
Dewatering | 31-2322 | S | ON-SITE | N/A |  |  | 0 | 0% | 0 | 0
Storm Water Prevention | 31-2501 | S | ON-SITE | Allowance | Acre | 15.826 | 2590 | 0% | 2590 | 40989.34
Exterior Improvements | 32 | [9 empty] | 7622826.8914
Bond Repair | 32-0100 | RR | ON-SITE | Allowance | LS | 1 | 10000 | 0% | 10000 | 10000
Street Cleaning | 32-0111 | S | OTHER SITE | Allowance | LS | 1 | 15000 | 0% | 15000 | 15000
Asphalt Sawcut and Removal | 32-0506 | S | ON-SITE | Allowance | LS | 1 | 25000 | 0% | 25000 | 25000 |  | See Budget File
Paving | 32-1216 | S | ON-SITE | Budget | LS | 1 | 835764.1395 | 0% | 835764.1395 | 835764.1395 |  | See Budget File
Seal Coat | 32-1236 | S | ON-SITE | Decatur | SF | 256408.47 | 0.24948 | 0% | 0.24948 | 63968.9368
Pavers | 32-1401 | S | OTHER SITE | Torrey Pines | LF | 9808 | 8.5 | 0% | 8.5 | 83368
Pool Decks | 32-1402 | S | POOL AREA | Torrey Pines | SF | 4638 | 10 | 0% | 10 | 46380
Curbs and Gutters | 32-1613 | S | ON-SITE | Budget | LS | 1 | 105445 | 0% | 105445 | 105445 |  | See Budget File
Tack On Curb | 32-1614 | S | ON-SITE | Budget | LS | 1 | 199263.6 | 0% | 199263.6 | 199263.6 |  | See Budget File
Concrete Flatwork | 32-1623 | S | ON-SITE | Budget | LS | 1 | 312701 | 0% | 312701 | 312701 |  | See Budget File
Bus Pad | 32-1625 | S | OTHER SITE | N/A |  |  |  | 0% | 0 | 0
Pool Hardscape | 32-1626 | S | POOL AREA | Allowance | LS | 1 | 10000 | 0% | 10000 | 10000
Street Signs / Striping | 32-1700 | S | ON-SITE | Decatur | SF | 256408.47 | 0.19022 | 0% | 0.19022 | 48773.6659
Walls Iron | 32-3101 | S | ON-SITE | Budget | LS | 1 | 159878 | 0% | 159878 | 159878 |  | See Budget File
Trash Enclosure Iron Gates | 32-3103 | S | OTHER SITE | Budget | Count | 14 | 2500 | 0% | 2500 | 35000
Site Railings | 32-3104 | A | OTHER SITE | Budget | LS | 1 | 20000 | 0% | 20000 | 20000
Dog Run Fence | 32-3105 | S | ON-SITE | Torrey Pines | LF | 350 | 72 | 0% | 72 | 25200 |  | Figuring 2 dog parks.
Pool Fence | 32-3106 | S | POOL AREA | Budget | LF | 400 | 80 | 0% | 80 | 32000
Pool Fence Gates | 32-3106 | S | POOL AREA | Budget | Count | 2 | 1950 | 0% | 1950 | 3900
Entry Security Gates | 32-3111 | S | ON-SITE | LS | Count | 2 | 96000 | 0% | 96000 | 192000
Entry Security Gates Electrical | 32-3112 | S | ON-SITE | LS | Count | 2 | 4500 | 0% | 4500 | 9000
Entry Gate Transmitters | 32-3113 | S | ON-SITE | Allowance | Unit | 390 | 50 | 0% | 50 | 19500
Entry Gates | 32-3114 | S | ON-SITE | Budget | Count | 2 | 1950 | 0% | 1950 | 3900
Temp Fencing | 32-3120 | S | ON-SITE | Allowance | Acre | 15.826 | 5000 | 0% | 5000 | 79130
Walls Masonry | 32-3201 | S | ON-SITE | Budget | LS | 1 | 319393 | 0% | 319393 | 319393 |  | See Budget File. Adding $50k for the additional wall masonry required by City of Henderson on the north/northeast perimeter,
Walls Pilaster Caps | 32-3202 | S | ON-SITE | Included | LS | 1 | 0 | 0% | 0 | 0 |  | See Budget File
Retaining Walls | 32-3204 | S | ON-SITE | Allowance | LS | 1 | 114584 | 0% | 114584 | 114584
Pool Walls | 32-3208 | A | POOL AREA | Allowance | LS | 2 | 30000 | 0% | 30000 | 60000
Site Furniture Permanent | 32-3343 | A | BUILDING | Allowance | LS | 1 | 7000 | 0% | 7000 | 7000
Site Landscaping | 32-9001 | S | ON-SITE | Torrey Pines | SF | 304972.92 | 12.01 | 0% | 12.01 | 3662724.7692 |  | Alpha proposal at $8.43/sf.
Site Landscaping Lighting | 32-9001 | S | ON-SITE | Allowance | LS | 1 | 10000 | 0% | 10000 | 10000
Site Landscaping Planter Pots | 32-9433 | S | ON-SITE | Proposal | LS | 0 | 39687 | 0% | 39687 | 0
Offsite Asphalt Sawcut and Removal | 32-0506 | S | OFFSITE | Allowance | LS | 1 | 25000 | 0% | 25000 | 25000
Offsite Paving | 32-1216 | S | OFFSITE | Budget | LS | 1 | 795028.78 | 0% | 795028.78 | 795028.78 |  | Total Take of 150k SF of 7"/10" with 1" UTAC. Excluding round about. To be completed by Henderson.
Offsite Curbs and Gutters | 32-1613 | S | OFFSITE | Budget | LS | 1 | 139232 | 0% | 139232 | 139232
Offsite Concrete Flatwork | 32-1623 | S | OFFSITE | Budget | LS | 1 | 154692 | 0% | 154692 | 154692
Utilities | 33 | [9 empty] | 7092245.07
Temp Power | 33-0501 | A |  | Flamingo | Unit | 390 | 360.1154 | 0% | 360.1154 | 140445 |  | Flamingo actual per unit
Traffic Control, AC Removal and Patch | 33-1001 | A | OFFSITE | N/A |  |  |  | 0% | 0 | 0
Water | 33-1001 | S | ON-SITE | Budget | LS | 1 | 703298.46 | 0% | 703298.46 | 703298.46 |  | Based on civil plans, proposal, updated pricing, reduced hard dig due to bing an import site, deleted spoils (included in grading.)
Sewer | 33-3001 | S | ON-SITE | Budget | LS | 1 | 419249 | 0% | 419249 | 419249 |  | Based on civil plans and proposal for updated pricing.
Storm Drain | 33-4001 | S | ON-SITE | N/A |  |  |  | 0% | 0 | 0
Sub Drains | 33-4116 | A | ON-SITE | Allowance | LS | 1 | 15000 | 0% | 15000 | 15000
Gas | 33-5001 | S | OFFSITE | Allowave | LF | 1400 | 218 | 0% | 218 | 305200 |  | Using what we paint per LF at Bruner. Per Rich Rial: Las Vegas Blvd. and Welpman. This is roughly 1,400’ away from the project.
Electric | 33-7101 | S | ON-SITE | Budget | LS | 1 | 499016 | 0% | 499016 | 499016 |  | Based on 4" conduit run, 4 onsite transformers and allowance for hard dig and street work.
Secondary Conduit | 33-7102 | A | ON-SITE | Allowance | LS | 1 | 50000 | 0% | 50000 | 50000
Bollards | 33-7103 | S | ON-SITE | N/A |  |  |  | 0% | 0 | 0
Cable TV | 33-8201 | S | ON-SITE | N/A |  |  |  | 0% | 0 | 0
Phone | 33-8202 | S | ON-SITE | N/A |  |  |  | 0% | 0 | 0
Off Site Water | 33-1001 | S | OFFSITE | Budget | LS | 1 | 2362698.4 | 0% | 2362698.4 | 2362698.4
Off Site Sewer | 33-3001 | S | OFFSITE | Budget | LS | 1 | 1073770.85 | 0% | 1073770.85 | 1073770.85
Off Site Storm Drain | 33-4001 | S | OFFSITE | Budget | LS | 1 | 779503.1 | 0% | 779503.1 | 779503.1
Off Site Electric | 33-7101 | S | OFFSITE | Budget | LS | 1 | 744064.26 | 0% | 744064.26 | 744064.26
Transportation | 34 | [9 empty] | 15000
Traffic Control | 34-4116 | A | OFFSITE | Allowance | LS | 1 | 15000 | 0% | 15000 | 15000
Electrical Power Generation | 48 | [9 empty] | 469750
Solar PV System | 48-1413 | S |  | Wigwam | Unit | 390 | 1025 | 0% | 1025 | 399750
Solar PV Conduit | 48-1414 | A |  | Allowance | LS | 1 | 50000 | 0% | 50000 | 50000 |  | Increase allowance to account for EV new requirements.
Car Charging Stations | 48-1913 | A |  | Allowance | LS | 1 | 20000 | 0% | 20000 | 20000
Field Surveys, Staking | 49 | [9 empty] | 486632.15
Staking | 49-0601 | S |  | Pebble | LS | 15.826 | 9000 | 0% | 9000 | 142434
Re Staking | 49-0602 | S |  | Allowance | LS | 15.826 | 1000 | 0% | 1000 | 15826 |  | Additional budgeted for offsite utilities.
Certs and Verifications | 49-0603 | S |  | Allowance | LS | 1 | 7500 | 0% | 7500 | 7500
Slab Testing | 49-0801 | S |  | Pebble | LS | 15.826 | 5775 | 0% | 5775 | 91395.15
Grading Testing | 49-0802 | S |  | Pebble | LS | 15.826 | 5000 | 0% | 5000 | 79130
Other Testing | 49-0803 | S |  | Pebble | LS | 15.826 | 5000 | 0% | 5000 | 79130
Masonry Testing | 49-0807 | S |  | Allowance | LS | 15.826 | 1000 | 0% | 1000 | 15826
Pavement Testing | 49-0808 | S |  | Allowance | LS | 15.826 | 1000 | 0% | 1000 | 15826
Third Party Inspections | 49-0950 | S |  | Pebble | LS | 15.826 | 2500 | 0% | 2500 | 39565
5th Story Factor | [10 empty] | 0
5th Story Factor |  |  |  | N/A |  |  |  | 0% | 0 | 0
Fire Command Center Control Panel |  |  |  | N/A |  |  |  | 0% | 0 | 0
Smoke Removal System |  |  |  | N/A |  |  |  | 0% | 0 | 0
Stairwell Pressurization |  |  |  | N/A |  |  |  | 0% | 0 | 0
Backup Generator |  |  |  | N/A |  |  |  | 0% | 0 | 0
Elevator Auto Closing Doors |  |  |  | N/A |  |  |  | 0% | 0 | 0
Increase Framing for 5 Story |  |  |  | N/A |  |  |  | 0% | 0 | 0
Increase Footings for 5 Story |  |  |  | N/A |  |  |  | 0% | 0 | 0
Bid Risk | Bid Risk | [9 empty] | 1254667.141
BABA | [5 empty] | 0% |  |  |  | 0
Bid Risk | [5 empty] | 2% |  |  |  | 1254667.141 |  | Not including projected tariffs
FFE | FFE Extra | [9 empty] | 1430148
Golf Carts | 11-1001 | S |  | Alper | LS | 2 | 10000 | 0% | 10000 | 20000
Convenience Store Equipment | 11-2101 | S |  | N/A |  |  | 0 | 0% | 0 | 0
Pet Wash | 11-2102 | S |  | Allowance | LS | 1 | 20000 | 0% | 20000 | 20000
Office Equipment | 11-2801 | S |  | Allowance | LS | 1 | 20000 | 0% | 20000 | 20000
Gym Exercise Equipment | 11-6613 | S |  | Decatur | LS | 2 | 47324 | 0% | 47324 | 94648
Playground | 11-6813 | S |  | Allowance | LS | 1 | 25000 | 0% | 25000 | 25000
Maintenance Shop Equipment | 11-8101 | S |  | Allowance | LS | 1 | 15000 | 0% | 15000 | 15000
Maintenance Shop Start Up Supplies | 11-8102 | S |  | Allowance | LS | 1 | 5000 | 0% | 5000 | 5000
Fixed Asset Misc. | 11-8105 | S |  | N/A |  |  |  | 0% | 0 | 0
Interior Furniture | 12-5000 | S |  | Allowance | LS | 1 | 1000000 | 0% | 1000000 | 1000000
Exterior Furniture | 12-5483 | S |  | Allowance | LS | 1 | 200000 | 0% | 200000 | 200000 |  | Based on 1 pool and 4 courtyards.
Rec Building TV Media Computer | 27-2201 | S |  | Allowance | LS | 1 | 25000 | 0% | 25000 | 25000
Rec Building Telephone System | 27-3202 | S |  | Allowance | LS | 1 | 2500 | 0% | 2500 | 2500
Maintenance Radios | 27-3243 | S |  | Allowance | LS | 2 | 1500 | 0% | 1500 | 3000
Construction Contingency | 55 | [9 empty] | 3849810.3029
Construction Contingency | 55-9800 |  |  |  |  | 6% |  |  |  | 3849810.3029 |  | Hard coded number
Sub Bonds | 50 | [9 empty] | 705798.5555
Sub Bonds | 50-9950 | B |  |  |  | 1.1% |  |  |  | 705798.5555 |  | Hard coded number
GL Insurance | 50 | [9 empty] | 680000
GL Insurance | 50-0001 |  |  |  | 3.03 per $1,000 | 3.03 |  |  |  | 350000 |  | Hard coded number
Misc. | 50-0001 |  |  |  | 5% of GL Ins. | 5% |  |  |  | 15000 |  | Hard coded number
Umbrella | 50-0001 |  |  |  | 95% of GL Ins. | 95% |  |  |  | 315000 |  | Hard coded number
Contractor Fee | 56 | [9 empty] | 5344317.6596
Overhead | 56 |  |  |  |  | 2% |  |  |  | 1336079.4149
Contractor Fee | 56 |  |  |  |  | 6% |  |  |  | 4008238.2447
Total Hard Costs | [10 empty] | 79847909.0106
0
General Requirements | 01 |  |  | 3849810.3029 | [10 empty] | 6% General Conditions
Existing Conditions | 02 |  |  | 12000 | [10 empty] | 64163505.0486
Concrete | 03 |  |  | 2546599.1981 | [10 empty] | 3849810.3029
Parking Garage | 03-G |  |  | 0 | [10 empty] | 148069.627
Masonry | 04 |  |  | 275600
Metals | 05 |  |  | 609026.9756 | [6 empty] | 15684403.9619
Wood, Plastics, & Composites | 06 |  |  | 9324491 | [6 empty] | 64163505.0486
Thermal & Moisture Protection | 07 |  |  | 2237303.7715
Openings | 08 |  |  | 690619
Finishes | 09 |  |  | 6934652.5816
Specialties | 10 |  |  | 700376.2872
Equipment | 11 |  |  | 1385515 | [6 empty] | 62112536.58
Furnishings | 12 |  |  | 2369433.4151 | [6 empty] | 2050968.4686
Special Construction | 13 |  |  | 1134489
Trash Chute | 13-G |  |  | 0 | [6 empty] | 79465440
Conveying Equipment | 14 |  |  | 508000 | [6 empty] | -382469.0106
Fire Suppression | 21 |  |  | 1322806.25 | [6 empty] | 1369774.75
Plumbing | 22 |  |  | 4783145.5 | [6 empty] | 987305.7394
HVAC | 23 |  |  | 3866250
Electrical | 26 |  |  | 5287886.1
Communications | 27 |  |  | 253754.65
Electronic Safety & Security | 28 |  |  | 1349898.75
Earthwork | 31 |  |  | 1455055.4581
Exterior Improvements | 32 |  |  | 7622826.8914
Utilities | 33 |  |  | 7092245.07
Transportation | 34 |  |  | 15000
Electrical Power Generation | 48 |  |  | 469750
Field Surveys, Staking | 49 |  |  | 486632.15
5th Story Factor |  |  |  | 0
Bid Risk |  |  |  | 1254667.141
FFE |  |  |  | 1430148
Construction Contingency | 55 |  |  | 3849810.3029
Sub Bonds | 50 |  |  | 705798.5555
GL Insurance | 50 |  |  | 680000
Contractor Fee | 56 |  |  | 5344317.6596
Total Hard Costs |  |  |  | 79847909.0106
0
Cost Code
Total
01 - General Requirements | 01 |  |  |  | 3849810.3029
02 - Existing Conditions | 02 |  |  |  | 12000
03 - Concrete | 03 |  |  |  | 2546599.1981
04 - Masonry | 04 |  |  |  | 275600
05 - Metals | 05 |  |  |  | 609026.9756
06 - Wood, Plastics, & Composites | 06 |  |  |  | 9324491
07 - Thermal & Moisture Protection | 07 |  |  |  | 2237303.7715
08 - Openings | 08 |  |  |  | 690619
09 - Finishes | 09 |  |  |  | 6934652.5816
10 - Specialties | 10 |  |  |  | 700376.2872
11 - Equipment | 11 |  |  |  | 1385515
12 - Furnishings | 12 |  |  |  | 2369433.4151
13 - Special Construction | 13 |  |  |  | 1134489
14 - Conveying Equipment | 14 |  |  |  | 508000
21 - Fire Suppression | 21 |  |  |  | 1322806.25
22 - Plumbing | 22 |  |  |  | 4783145.5
23 - HVAC | 23 |  |  |  | 3866250
26 - Electrical | 26 |  |  |  | 5287886.1
27 - Communications | 27 |  |  |  | 253754.65
28 - Electronic Safety & Security | 28 |  |  |  | 1349898.75
31 - Earthwork | 31 |  |  |  | 1455055.4581
32 - Exterior Improvements | 32 |  |  |  | 7622826.8914
33 - Utilities | 33 |  |  |  | 7092245.07
34 - Transportation | 34 |  |  |  | 15000
48 - Electrical Power Generation | 48 |  |  |  | 469750
49 - Field Surveys, Staking | 49 |  |  |  | 486632.15
Bid Risk | Bid Risk |  |  |  | 1254667.141
FFE Extra | FFE Extra |  |  |  | 1430148
50 - Sub Bonds | 50 |  |  |  | 1385798.5555
55 - Construction Contingency | 55 |  |  |  | 3849810.3029
56 - Contractor Fee | 56 |  |  |  | 5344317.6596
Total |  |  |  |  | 79847909.0106
check |  |  |  |  | 0
FOR ADJUSTMENTS
Appliances, Flooring & Blinds
Flooring - Units | 09-6001 |  |  |  | 597070.13 | 09
Common Wood | 09-6401 |  |  |  | 0 | 09
Common Vinyl | 09-6517 |  |  |  | 0 | 09
Hall Flooring | 09-6520 |  |  |  | 221606.95 | 09
Hall Flooring - Elevators | 09-6520A |  |  |  | 0 | 09
Common - Plank | 09-6521 |  |  |  | 0 | 09
Common - VCT | 09-6522 |  |  |  | 0 | 09
Common - Rubber Floor | 09-6566 |  |  |  | 44551.2 | 09
Common - Carpet | 09-6802 |  |  |  | 41375 | 09
Appliances | 11-3013 |  |  |  | 1385515 | 11
Blinds | 12-2100 |  |  |  | 170273.1959 | 12
Total Appliances, Flooring & Blinds |  |  |  |  | 2460391.4759
Site Work
Major Categories
Existing Conditions | 2 |  |  |  | 12000
Earthwork | 31 |  |  |  | 1455055.4581
Exterior Improvements | 32 |  |  |  | 7622826.8914
Utilities | 33 |  |  |  | 7092245.07
Transportation | 34 |  |  |  | 15000
Electrical Power Generation | 48 |  |  |  | 469750
Minor Categories
Carports | 13-3401 |  |  |  | 859500
Dumpsters | 06-0111 |  |  |  | 0
Gazebo |  |  |  |  | 0
Other Site |  |  |  |  | 0
Pools and Spas | 13-1113 |  |  |  | 267940
Offsite Street Signs | 10-1454OFFSITE |  |  |  | 0
Street Lights | 26-5613OFFSITE |  |  |  | 0
Pump House Concrete | 03-3101 |  |  |  | 1689598.275
Total Site Work |  |  |  |  | 19483915.6945
Offsite Asphalt Sawcut and Removal | 32-0506OFFSITE |  |  | already included in 32
Offsite Paving | 32-1216OFFSITE |  |  | already included in 32
Offsite Curbs and Gutters | 32-1613OFFSITE |  |  | already included in 32
Offsite Concrete Flatwork | 32-1623OFFSITE |  |  | already included in 32
Storm Drain | 33-4001OFFSITE |  |  | already included in 33
Off Site Water | 33-1001OFFSITE |  |  | already included in 33
Off Site Sewer | 33-3001OFFSITE |  |  | already included in 33
Off Site Electric | 33-7101OFFSITE |  |  | already included in 33
Traffic Control | 34-4116OFFSITE |  |  | already included in 34
Pump House Concrete | 03-3101
HOME FUNDS INELIGIBLE COSTS
Offsite Work
Offsite Street Signs | 10-1454OFFSITE |  |  |  | 0
Street Lights | 26-5613OFFSITE |  |  |  | 0
Offsite Asphalt Sawcut and Removal | 32-0506OFFSITE |  |  |  | 0
Offsite Paving | 32-1216OFFSITE |  |  |  | 0
Offsite Curbs and Gutters | 32-1613OFFSITE |  |  |  | 0
Offsite Concrete Flatwork | 32-1623OFFSITE |  |  |  | 0
Off Site Water | 33-1001OFFSITE |  |  |  | 0
Off Site Sewer | 33-3001OFFSITE |  |  |  | 0
Storm Drain | 33-4001OFFSITE |  |  |  | 0
Off Site Electric | 33-7101OFFSITE |  |  |  | 0
Traffic Control | 34-4116OFFSITE |  |  |  | 0
Other Ineligible Costs
Major Categories
Parking Garage | 03-G |  |  |  | 0
Minor Categories
Pump House Concrete | 03-3101 |  |  |  | 1689598.275
Pool Area Shower Concrete | 03-3105 |  |  |  | 2500
Cabana Concrete | 03-3107 |  |  |  | 23500
Pool Equipment Foundation | 03-3108 |  |  |  | 4000
Deck Concrete | 03-5001 |  |  |  | 70606.2331
Masonry Veneer Pool Area | 04-4305 |  |  |  | 40000
Pool Equipment Shower Stone | 04-4306 |  |  |  | 15000
Cabana Iron | 05-7004 |  |  |  | 0
Pool Equipment Gate | 05-7005 |  |  |  | 2000
Cabana Framing | 06-1109 |  |  |  | 15000
BBQ Framing | 06-1110 |  |  |  | 20000
Fireplace Framing | 06-1111 |  |  |  | 0
Trellis | 06-1114 |  |  |  | 0
BBQ Trim | 06-2006 |  |  |  | 9600
Cabana Roofing | 07-3002 |  |  |  | 15000
Pump House Roofing | 07-3002 |  |  |  | 15000
Pool Equipment Windows | 08-5303 |  |  |  | 0
Pool Glass Walls | 08-8001 |  |  |  | 0
Stucco - Pump House | 09-2423 |  |  |  | 1164052.6016
Stucco - Cabana | 09-2423 |  |  |  | 1164052.6016
Stucco - Pool Wall | 09-2423 |  |  |  | 1164052.6016
Unit Carport Signs | 10-1401 |  |  |  | 82680
Fire Places - Pool Area | 10-3200 |  |  |  | 3500
BBQ Units | 10-3355 |  |  |  | 26880
BBQ Top | 12-3609 |  |  |  | 48000
Pools and Spas | 13-1113 |  |  |  | 267940
Carports | 13-3401 |  |  |  | 859500
Pool Equipment Cover | 13-3402 |  |  |  | 7049
Pool and Spa Lifts | 14-4101 |  |  |  | 13000
Pool Area | 22-1003 |  |  |  | 24612
Pool Equipment | 22-1007 |  |  |  | 6000
Carports Electrical | 26-1001 |  |  |  | 4355958.1
Carport Fixtures | 26-5001 |  |  |  | 293250
Cabana Electrical | 26-1001 |  |  |  | 4355958.1
Cabana Fixtures | 26-5004 |  |  |  | 5000
Pool Lighting Electrical | 26-1004 |  |  |  | 50000
Pool Lighting Fixtures | 26-5603 |  |  |  | 20000
Pool Equipment Electrical | 26-1007 |  |  |  | 2500
Pump House Electrical | 26-1001 |  |  |  | 4355958.1
Pump House Fixtures | 26-5001 |  |  |  | 293250
Pool Decks | 32-1402 |  |  |  | 46380
Pool Hardscape | 32-1626 |  |  |  | 10000
Pool Fence | 32-3106 |  |  |  | 35900
Pool Walls | 32-3208 |  |  |  | 60000
Pet Wash | 11-2102 |  |  |  | 20000
Office Equipment | 11-2801 |  |  |  | 20000
Gym Exercise Equipment | 11-6613 |  |  |  | 94648
Playground / Basketball Hoop | 11-6813 |  |  |  | 25000
Rec Building TV Media Computer | 27-2201 |  |  |  | 28600
Rec Building Telephone System | 27-3202 |  |  |  | 2500

## Level 1.1 UPDATE B (hidden)
Project Details |  |  | Unit Breakdown |  |  |  | Breakdown Per Building | [7 empty] | List of Take offs |  |  | List of Take offs |  |  | List of Take offs
Project | West Henderson |  | Unit Type | Number | % |  | Bldg. | Levels | Unit | 1 Br - 1 Ba | 2 Br - 1 Ba | 2 Br - 2 Ba | 3 Br - 2 Ba | GSF | Slab SF | 149760 | GSF (Provided in Matrix) | 1 Br - 1 Ba Counter | 9150.98 | SF | 1 Br - 1 Ba Cab |  | SF | [12 empty] | Finish Carpentry |  |  |  |  | Exhaust Per Building
Budget Level | Level 1 |  | Studios | 0 | 0% |  | 1 | 3 | 169 | 87 | 17 | 48 | 17 | 185300 | Elevators | 4 | Count | 2 Br - 1 Ba Counter | 2673.44 | SF | 2 Br - 1 Ba Cab |  | SF | Railing Estimate |  |  |  | Building 3 | 147 |  | Stucco |  |  | Building 3 | 61455 | Unit Type | Number | TP $ | % | % | Building | Floors | U / Floor | Total Units | Cost / U | Total
Product | Affordable |  | 1 Br - 1 Ba | 178 | 45.64% |  | 2 | 2 | 24 | 9 | 7 | 8 | 0 | 24353 | Elevators Stops | 12 | Count | 2 Br - 2 Ba Counter | 2893.8 | SF | 2 Br - 2 Ba Cab |  | SF | Building 1 |  |  |  |  | 98 |  | Building 1 |  |  |  |  | Studios | 0 | 3192.5 | 0% | 3192.5 | Building 1 | 3 | 9 | 27 | 275 | 7425
UPDATED | 2025-04-01 |  | 2 Br - 1 Ba | 49 | 12.56% |  | 3 | 3 | 173 | 73 | 18 | 51 | 31 | 192543 | Trash Encl. | 14 | Provided in Site Plan | 3 Br - 2 Ba Counter | 3543.36 | SF | 3 Br - 2 Ba Cab |  | SF | Northwest | 190 |  |  |  | 176 |  | Northwest | 19256 |  |  |  | 1 Br - 1 Ba | 171 | 3192.5 | 0% | 3192.5 | Building 2 | 2 | 2 | 4 | 275 | 1100
Timeline | 26 |  | 2 Br - 2 Ba | 115 | 29.49% |  | 4 | 2 | 24 | 9 | 7 | 8 | 0 | 24353 | Stairs | 16 | Count | 1x1 Decks | 3268 | SF | Landscaping Bldg. 1 |  | SF | Southwest | 146 |  |  |  | 70 |  | Southwest | 8980 |  |  |  | 2 Br - 1 Ba | 52 | 3192.5 | 0% | 3192.5 | Building 3 | 2 | 9 | 18 | 275 | 4950
Floors | 2 & 3 Levels |  | 3 Br - 2 Ba | 48 | 12.31% | [9 empty] | Pool | 1 |  | 2x1 Decks |  | SF | Landscaping Bldg. 2 |  | SF | Northeast | 118 |  |  |  | 491 |  | Northeast | 8850 |  |  |  | 2 Br - 2 Ba | 118 | 3192.5 | 10% | 3511.75 | Building 4 | 3 | 3 | 9 | 275 | 2475
Bldg. SF | 426549 |  | Totals | 390 | 100% |  | Totals | 10 | 390 | 178 | 49 | 115 | 48 | 426549 | Gym | 1 |  | Lightweight | 261711 | SF | Landscaping Bldg. 3 |  | SF | Southeast | 306 | [5 empty] | Southeast | 19965 |  |  |  | 3 Br - 2 Ba | 49 | 3192.5 | 20% | 3831 | Building 5 | 2 | 2 | 4 | 275 | 1100
Acres | 15.826 |  | Parking | [11 empty] | Iron Rail | 2612 | LF | Pavers | 900 | SF | Landscaping Bldg. 4 |  | SF | More | 132 | 892 |  |  |  |  | More | 24325 | 81376 |  |  | Totals | 390 |  |  | 3369.3154 | [5 empty] | 17050
Site SF | 689380.56 |  | Garage Parking |  | 0 | [9 empty] | Roofing | 1497.6 | Square | Pool Deck | 7964 | SF | Landscaping Bldg. 5 |  | SF | [16 empty] | 176.8154
Buildings | 4 |  | Cover Parking |  | 388 | [9 empty] | Stucco | 22444 | Square Yard | Pool Fence | 372 | LF | Corridor Bldg. 1 | 19607 | SF | Building 2 & 5 |  |  |  | Building 4 | 112 |  | Building 2 & 5 |  |  | Building 4 | 29517 |  |  |  |  | 5.538%
Reports Available |  |  | Open Parking |  | 403 | [9 empty] | Livable Area | 332276 | SF | Dog Park Fence | 400 | LF | Corridor Bldg. 2 | 2180 | SF | Northwest |  |  |  |  | 160 |  | Northwest
Site Evaluation Report (GCW) | 2023-05-16 |  | Accessible Parking |  | 16 | [9 empty] | Carports | 388 | Count | Common Bldg. 1 | 7476 | SF | Corridor Bldg. 3 | 21000 | SF | Southwest |  |  |  |  | 144 |  | Southwest
Soils Report (Universal) | N |  | Private Garages |  | 0 |  |  |  | TOTAL COST |  | 78131623.0113 |  |  |  | Stairs Landings | 44 | Landings | Common Bldg. 2 | 0 | SF | Corridor Bldg. 4 | 2180 | SF | Northeast |  |  |  |  | 84 |  | Northeast
Alta Survey (Wallace) | N |  | Total Parking Provided |  | 807 |  |  |  | PER UNIT |  | 200337.4949 |  |  |  | Pump House | 1 | EA | Common Bldg. 3 | 1888 | SF | Corridor Bldg. 5 | 0 | SF | Southeast | 160 | 320 |  |  | 500 |  | Southeast | 14730 | 29460
Plans | N |  | Parking Ratio |  | 2.0692 |  |  |  | PER GSF |  | 183.1715 |  | 5.221 |  | Lock Boxes | 10 | EA | Common Bldg. 4 | 1557 | SF | BBQ | 4 | Count
NVE Planning Memo | 2023-04-27 | [13 empty] | Awning Small | 58 | EA | Common Bldg. 5 | 0 | SF | Fire Pumps | 1 | Count | B1B Railings | 775 | [5 empty] | B1B Railings | 775
[15 empty] | Awning Large | 10 | EA | HVAC ADD Count | 135.2564 |  | Asphalt | 277500
Description | Cost Code | Cost Category | Sub job | Source | Unit Meas. | Quantity | Unit Cost | Escalation % | T. Unit Cost | Sub Total | Total | Description / Details
General Requirements | 01 | [9 empty] | 3747174.6203
General Requirements | 01 | S |  |  | Mo | 26 | 144122.1008 | 0% | 144122.1008 | 3747174.6203
Existing Conditions | 02 | [9 empty] | 12000
Potholing | 02-3213 | S | ON-SITE | Allowance |  | 1 | 12000 | 0% | 12000 | 12000
Concrete | 03 | [9 empty] | 2705484.88
Slabs | 03-3101 | S | BUILDING | Torrey Pines | SF | 149760 | 11.99 | 0% | 11.99 | 1795622.4
Deepened Footings | 03-3101 | S | BUILDING | N/A |  |  |  |  | 0 | 0
Concrete Slab Repairs | 03-3101 | RR | BUILDING | Allowance | LS | 1 | 7500 | 0% | 7500 | 7500 | [18 empty] | 8910
Pump House Concrete | 03-3101 | S | PUMPHOUSE | Torrey Pines | SF | 300 | 11.99 | 0% | 11.99 | 3597
Trash Enclosure Concrete | 03-3102 | S | OTHER SITE | Torrey Pines | Count | 14 | 5500 | 0% | 5500 | 77000
Pool Area Shower Concrete | 03-3105 | S | POOL AREA | Torrey Pines | LS | 1 | 2500 | 0% | 2500 | 2500
Cabana Concrete | 03-3107 | S | POOL AREA | Budget | LS | 1 | 18399 | 0% | 18399 | 18399 | [13 empty] | Railings |  |  | Length Ea | Bldg 1 | Bldg 2 | Bldg 3 | Bldg 4 | Bldg 5
Pool Equipment Foundation | 03-3108 | S | POOL EQUIP | Budget | LS | 1 | 3500 | 0% | 3500 | 3500 | [14 empty] | Outside Corner Units |  | 36 | 504 | 72 | 252 | 288 | 0
Lightweight Concrete | 03-3116 | S | BUILDING | Bruner | SF | 261711 | 2.8 | 0% | 2.8 | 732790.8 |  | NV Gypsum proposal at Bruner. | [12 empty] | Inside Corner Units |  | 13 | 260 | N/A | 260 | N/A | N/A |  | 520
Deck Concrete | 03-5001 | S | BUILDING | Torrey Pines | SF | 3268 | 19.76 | 0% | 19.76 | 64575.68 | [14 empty] | Small Railings |  | 8 | 416 | 96 | 224 | 240 | 0 |  | 0.19908
Parking Garage | 03-G | [9 empty] | 0 | [16 empty] | 1180 | 168 | 736 | 528 | 0 | 2612
Parking Garage Structure |  | S |  | N/A |  | 0 |  |  | 0 | 0
Core Slab Precast Concrete |  | S |  | N/A |  |  |  |  | 0 | 0 | [13 empty] | Lightweight |  |  |  | Bldg 1 | Bldg 2 | Bldg 3 | Bldg 4 | Bldg 5
Concrete Slab on Grade |  | S |  | N/A |  |  |  |  | 0 | 0 | [14 empty] | Level 2 |  | SF | 58443 | 11690 | 60733 | 11690 | 0
Concrete Topping Slab 4" / Level |  | S |  | N/A |  |  |  |  | 0 | 0 | [14 empty] | Level 3 |  | SF | 58422 | N/A | 60733 | N/A | 0
Electrical |  | S |  | N/A |  |  |  |  | 0 | 0 | [14 empty] | Total |  | SF | 116865 | 11690 | 121466 | 11690 | 0 | 261711
Dry Sprinklers |  | S |  | N/A |  |  |  |  | 0 | 0
Mechanical Ventilation |  | S |  | N/A |  |  |  |  | 0 | 0 | [17 empty] | 112658 | 11201 | 117080 | 11201
Stairs and Railings |  | S |  | N/A |  |  |  |  | 0 | 0 | [17 empty] | 4207 | 489 | 4386 | 489
Masonry | 04 | [9 empty] | 212500 | [16 empty] | 3.6%
Elevator Shaft | 04-2201 | S | BUILDING | Torrey Pines | Per Stop | 12 | 10000 | 0% | 10000 | 120000
Trash Enclosure | 04-2202 | S | OTHER SITE | Torrey Pines | Count | 14 | 5500 | 0% | 5500 | 77000
Masonry Veneer | 04-4301 | S | ON-SITE | N/A |  |  |  |  | 0 | 0
Masonry Veneer Pool Area | 04-4305 | S | POOL AREA | Russell IV | LS | 1 | 6000 | 0% | 6000 | 6000
Pool Eq. Shower Stone | 04-4306 | A | POOL EQUIP | Torrey Pines | LS | 1 | 9500 | 0% | 9500 | 9500
Metals | 05 | [9 empty] | 496414
Structural Steel | 05-1201 | S | BUILDING | Allowance | LS | 1 | 150000 | 0% | 150000 | 150000
Elevator Shaft Iron | 05-1202 | S | BUILDING | Budget | LS | 1 | 16160 | 0% | 16160 | 16160
Stair Handrails | 05-5201 | S | BUILDING | Torrey Pines | Per Level | 44 | 2000 | 0% | 2000 | 88000
Garage Stair Railings | 05-5201 | S | BUILDING | N/A |  |  | 0 | 0% | 0 | 0
Cabana Iron | 05-7004 | S | POOL AREA | N/A |  |  | 0 | 0% | 0 | 0
Pool Equipment Gate | 05-7005 | S | POOL EQUIP | Torrey Pines | Count | 1 | 1950 | 0% | 1950 | 1950
Iron Railings | 05-7300 | S | BUILDING | Bruner Proposal | LF | 2612 | 92 | 0% | 92 | 240304 |  | Increase based on Bruner Proposal by Desert.
Cable Railings | 05-7316 | S | COMMON AREA | N/A |  |  | 0 | 0% | 0 | 0
Wood, Plastics, & Composites | 06 | [9 empty] | 10109885.9179
Dumpsters | 06-0111 | S | DUMPSTERS |  |  |  | 79 | 0% | 79 | 0
Framing | 06-1100 | S | BUILDING | Bruner Proposal | SF | 426549 | 18.9 | 0% | 18.9 | 8061776.1 |  | Average of all 3 bids at Bruner ($3.67M Gilmore, $3.7M National and$3.78M Focus.)
Framing - Crane | 06-1100 | S | BUILDING | N/A |  |  |  | 0% | 0 | 0
Cabana Framing | 06-1109 | S | COMMON AREA | N/A |  |  |  | 0% | 0 | 0
BBQ Framing | 06-1110 | S | COMMON AREA | Allowance | LS | 4 | 2500 | 0% | 2500 | 10000
Fireplace Framing | 06-1111 | S | COMMON AREA | N/A |  |  |  | 0% | 0 | 0
Trellis | 06-1114 | S | BUILDING | N/A |  |  |  | 0% | 0 | 0
Pool Equipment Framing | 06-1114 | S | POOL EQUIP | N/A |  |  |  | 0% | 0 | 0
Finish Carpentry - Units | 06-2001 | S | BUILDING | Bruner | Units | 390 | 4043.8144 | 10% | 4448.1959 | 1734796.3918 |  | 10% Escalation due to 3 bedroom and 2nd bathroom units.
Finish Carpentry - Common | 06-2001 | S | COMMON AREA | Torrey Pines | Common SF | 94273 | 3.1665 | 0% | 3.1665 | 298513.4262
BBQ Trim | 06-2006 | S | COMMON AREA | Allowance | LS | 4 | 1200 | 0% | 1200 | 4800
Shutters | 06-4919 | S | BUILDING | N/A |  |  |  | 0% | 0 | 0
Thermal & Moisture Protection | 07 | [9 empty] | 2151524.45
Insulation | 07-2101 | S | BUILDING | Bruner Proposal | SF | 426549 | 2.52 | 0% | 2.52 | 1074903.48 |  | Average of the 2 low bids at Bruner (Batttle Born at $2.33 and Red Rock $2.71)
Roofing | 07-3001 | S | BUILDING | Bruner | Square | 1497.6 | 596 | 0% | 596 | 892569.6 |  | TORC Proposal.
Cabana Roofing | 07-3002 | S | COMMON AREA | N/A |  |  |  | 0% | 0 | 0
Pump House Roofing | 07-3002 | S | PUMPHOUSE | Allowance | LS | 1 | 7500 | 0% | 7500 | 7500
Pool Equipment Roofing | 07-3003 | S | POOL EQUIP | Allowance | LS | 1 | 7500 | 0% | 7500 | 7500 |  | (DELETED) Baja Cover. Added 20% escalation due to Baja company sold to equity firm.
Trash Enclosure Cover | 07-6101 | S | OTHER SITE | Decatur | Count | 14 | 5800 | 0% | 5800 | 81200 |  | (DELETED) Baja Cover. Added 20% escalation due to Baja company sold to equity firm.
Pigeon Proofing | 07-7001 | S | BUILDING | Torrey Pines | SF | 426549 | 0.08 | 0% | 0.08 | 34123.92
Gutters and Downspouts | 07-7124 | S | BUILDING | Torrey Pines | SF | 426549 | 0.05 | 0% | 0.05 | 21327.45
Roof Ladders | 07-7210 | S | BUILDING | Torrey Pines | Count | 8 | 1550 | 0% | 1550 | 12400 |  | 2 Per building
Roof Access Doors | 07-7233 | S | BUILDING | Torrey Pines | Count | 8 | 2500 | 0% | 2500 | 20000 |  | 2 Per building
Roof Winch | 07-7250 | S | BUILDING | N/A |  |  |  | 0% | 0 | 0
Openings | 08 | [9 empty] | 712714
Dumpsters | 08-0151 | S | DUMPSTERS |  |  |  | 79 | 0% | 79 | 0
Entry Doors | 08-1001 | S | COMMON AREA | N/A |  |  |  | 0% | 0 | 0
Common Doors | 08-1002 | S | COMMON AREA | Included |  |  |  | 0% | 0 | 0
Pocket Doors - 3 Panel | 08-1002 | S | BUILDING | N/A |  |  |  | 0% | 0 | 0
Garage Doors | 08-3619 | S | BUILDING | N/A |  |  |  | 0% | 0 | 0
Windows and Sliding Glass Doors | 08-5301 | S | BUILDING | Torrey Pines | Per Unit | 390 | 1382 | 10% | 1520.2 | 592878 |  | 10% escalation to account for the extra bedrooms
Windows Repair and Replacement | 08-5301 | RR | BUILDING | Allowance | Per Unit | 390 | 75 | 0% | 75 | 29250
Pool Equipment Windows | 08-5303 | S | POOL EQUIP | N/A |  |  |  | 0% | 0 | 0
Pool Glass Walls | 08-8001 | S | POOL AREA | N/A |  |  |  | 0% | 0 | 0
Fixed Glass | 08-8002 | S | BUILDING | N/A |  |  |  | 0% | 0 | 0
Mirrors - LED | 08-8301 | S | BUILDING | N/A |  |  |  | 0% | 0 | 0
Mirrors - LED Install | 08-8302 | S | BUILDING | N/A |  |  |  | 0% | 0 | 0
Mirrors - Framed | 08-8301 | S | BUILDING | N/A |  |  |  | 0% | 0 | 0
Mirrors - Polished Edges (Units) | 08-8301 | S | BUILDING | Pebble | Unit | 553 | 162 | 0% | 162 | 89586
Mirrors - Polished Edges (Restrooms) | 08-8301 | S | BUILDING | Allowance | Count | 4 | 250 | 0% | 250 | 1000
Finishes | 09 | [9 empty] | 6929507.4282
Cost Prep Labor | 09-0101 | S | BUILDING |  |  |  | 0.05 | 0% | 0.05 | 0
Cost Prep Mat | 09-0102 | S | BUILDING | Allowance | LS | 1 | 25000 | 0% | 25000 | 25000
Clean Up - Final | 09-0103 | S | BUILDING | Torrey Pines | SF | 426549 | 0.85 | 0% | 0.85 | 362566.65
Clean Up - During Construction | 09-0104 | S | BUILDING | Allowance | LS | 1 | 75000 | 0% | 75000 | 75000
Dumpsters | 09-0113 | S | DUMPSTERS | Latest | Unit | 390 | 79 | 0% | 79 | 30810
Clean Up - Hauling Exterior | 09-0121 | S | ON-SITE | Allowance | LS | 1 | 10000 | 0% | 10000 | 10000
Stucco | 09-2423 | S | BUILDING | Bruner Proposal | SY | 22444 | 40.8208 | 0% | 40.8208 | 916182.0352 |  | Bruner Low bid by Builders Source
Stucco - Pump House | 09-2423 | A | PUMPHOUSE | Allowance | LS | 1 | 6000 | 0% | 6000 | 6000
Stucco - Walls | 09-2424 | S | POOL AREA | N/A |  |  |  | 0% | 0 | 0
Stucco - Pool Area | 09-2428 | A | POOL AREA | Allowance | LS | 1 | 2000 | 0% | 2000 | 2000
Stucco - Cabana | 09-2429 | S | POOL AREA | N/A |  |  |  | 0% | 0 | 0
Stucco - Pool Equipment | 09-2430 | S | POOL EQUIP | N/A |  |  |  | 0% | 0 | 0
Stucco - Repairs | 09-2423 | A | BUILDING | Allowance | LS | 1 | 4500 | 0% | 4500 | 4500
Drywall | 09-2905 | S | BUILDING | Bruner | SF | 426549 | 7.7 | 0% | 7.7 | 3284427.3 |  | Bruner Proposal (Wall at $7.7 2nd lowest)
Drywall - Pump House | 09-2905 | S | PUMPHOUSE | Allowance | LS | 1 | 2000 | 0% | 2000 | 2000
Drywall - Repairs | 09-2905 | A | BUILDING | Allowance | Unit | 390 | 85 | 0% | 85 | 33150
Tile Tubs and Showers | 09-3001 | S | BUILDING | N/A |  |  |  | 0% | 0 | 0
Common Tile | 09-3002 | S | COMMON AREA | Allowance | LS | 1 | 80000 | 0% | 80000 | 80000
Kitchen Backsplash | 09-3003 | S | BUILDING | N/A |  |  |  | 0% | 0 | 0
Cabana Tile | 09-3008 | S | POOL AREA | N/A |  |  |  | 0% | 0 | 0
Flooring - Units | 09-6001 | S | BUILDING | Torrey Pines | SY | 36919.5556 | 20.97 | 0% | 20.97 | 774203.08
Common Wood | 09-6401 | S | COMMON AREA |  |  | 0 | 30184 | 0% | 30184 | 0
Common Vinyl | 09-6517 | S | COMMON AREA |  |  | 0 | 1994 | 0% | 1994 | 0
Hall Flooring | 09-6520 | S | COMMON AREA | Torrey Pines | SF | 426549 | 0.63551 | 0% | 0.63551 | 271075.758
Hall Flooring - Elevators | 09-6520 | A | COMMON AREA | Allowance | Count | 4 | 1000 | 0% | 1000 | 4000
Common - Plank | 09-6521 | S | COMMON AREA |  | SF | 0 | 0.090909 | 0% | 0.090909 | 0
Common - VCT | 09-6522 | S | COMMON AREA |  | SF | 0 | 0.182 | 0% | 0.182 | 0
Common - Rubber Floor (Ecore) | 09-6566 | S | COMMON AREA | Pebble | SF | 2280 | 16.53 | 0% | 16.53 | 37688.4
Common - Carpet Stairs | 09-6802 | S | COMMON AREA | Torrey Pines | Flight Stais | 44 | 625 | 0% | 625 | 27500
Hall Runner Install | 09-6803 | S | COMMON AREA | Pebble | SF | 11241.75 | 1.5 | 0% | 1.5 | 16862.625 |  | Assumption of 25% of corridor SF.
Hall Runner Materials | 09-6804 | S | COMMON AREA | Pebble | SF | 11241.75 | 10 | 0% | 10 | 112417.5 |  | Assumption of 25% of corridor SF.
Painting - Repairs | 09-9101 | A | BUILDING | Allowance | Unit | 390 | 85 | 0% | 85 | 33150
Painting | 09-9101 | S | BUILDING | Bruner Proposal | SF | 426549 | 1.92 | 0% | 1.92 | 818974.08 |  | Bruner Proposal by classic (2nd lowest)
Painting - Pump House | 09-9101 | S | PUMPHOUSE | Allowance | LS | 1 | 2000 | 0% | 2000 | 2000
Painting - Walls | 09-9102 | S | BUILDING | N/A |  |  |  | 0% | 0 | 0
Painting - Pool Area | 09-9106 | S | POOL AREA | N/A |  |  |  | 0% | 0 | 0
Wall Covering |  | S | COMMON AREA | N/A |  |  |  | 0% | 0 | 0
Walls - Specialty | 09-9110 | S | COMMON AREA | N/A |  |  |  | 0% | 0 | 0
Specialties | 10 | [9 empty] | 524041
Entry Directory | 10-1300 | S | ON-SITE | N/A |  |  |  | 0% | 0 | 0
Unit Carport Signs | 10-1401 | S | CARPORT | Russell IV | Unit | 390 | 155 | 0% | 155 | 60450
Site Signage | 10-1404 | S | ON-SITE | Allowance | LS | 1 | 6000 | 0% | 6000 | 6000
Entry Sign Letters | 10-1419 | S | ON-SITE | Allowance | LS | 1 | 5000 | 0% | 5000 | 5000
Offsite Street Signs | 10-1454 | S | Offsite | Allowance | LS | 1 | 7000 | 0% | 7000 | 7000
Bath Accessories | 10-2816 | S | BUILDING | Russell IV | Per Bathroom | 553 | 17 | 0% | 17 | 9401
Shower Doors | 10-2919 | S | BUILDING | N/A |  |  |  | 0% | 0 | 0
Fire Places | 10-3000 | S | BUILDING | N/A |  |  |  | 0% | 0 | 0
Fire Places - Pool Area | 10-3200 | S | POOL AREA | N/A |  |  |  | 0% | 0 | 0
BBQ Units | 10-3355 | S | POOL AREA | Arzano | LS | 4 | 3360 | 0% | 3360 | 13440
Lock Boxes | 10-4116 | S | ON-SITE | Allowance | Count | 10 | 600 | 0% | 600 | 6000
Fire Extinguishers | 10-4416 | S | BUILDING | Allowance | Unit | 390 | 80 | 0% | 80 | 31200
Mail Boxes | 10-5523 | S | BUILDING | Rainbow | Unit | 390 | 153 | 0% | 153 | 59670 |  | DELETED Added 10% to account for new selection of color which is expected to increase price.
Closet Shelving | 10-5723 | S | BUILDING | Torrey Pines | Unit | 390 | 220 | 10% | 242 | 94380 |  | Added 10% escalation to accounf for the 3x2 unit type.
Window Awnings Small | 10-7313 | S | BUILDING | Torrey Pines | LF | 58 | 2500 | 0% | 2500 | 145000 |  | Design Item Could be removed from Budget | [12 empty] | 6 | 35546.6667 | 213280
Window Awnings Large | 10-7313 | S | BUILDING | Torrey Pines | LF | 10 | 8650 | 0% | 8650 | 86500 |  | Design Item Could be removed from Budget | [12 empty] | 6 | 35546.6667 | 213280
Equipment | 11 | [9 empty] | 1212160 | [13 empty] | 4 | 35546.6667 | 142186.6667
Appliances | 11-3013 | S | BUILDING | Torrey Pines | Unit | 390 | 3044 | 0% | 3044 | 1187160 |  | Added $250 per unit for larger Fridge (Family vs Senior Afforable project.) | [14 empty] | 568746.6667
Appliances - Common | 11-3013 | S | BUILDING | Allowance | LS | 1 | 25000 | 0% | 25000 | 25000
Furnishings | 12 | [9 empty] | 2422380.1008 | [15 empty] | 35546.6667
Dumpsters | 12-0131 | S | DUMPSTERS |  | Unit | 0 | 79 | 0% | 79 | 0
Blinds | 12-2100 | S | BUILDING | Decatur | Per Unit | 390 | 377.7773 | 15% | 434.4439 | 169433.1239 |  | 15% escalation with more bedroom/windows expected.
Cabinets Units | 12-3531 | S | BUILDING | Decatur | Unit | 390 | 3148 | 15% | 3620.2 | 1411878 |  | Added 15% escalation for the 2nd bathroom in 43% as well as to account for increase in price with new cabinet selection at Decatur.
Cabinet Common Areas | 12-3535 | S | BUILDING | Allowance | LS | 2 | 30000 | 0% | 30000 | 60000
Counter Tops Units | 12-3601 | S | BUILDING | Decatur | Unit | 390 | 1567.6008 | 15% | 1802.741 | 703068.9769 |  | Added 15% escalation for the 2nd bathroom in 43% as well as to account for increase in price with new top selection at Decatur.
Counter Tops Common Areas | 12-3605 | A | BUILDING | Allowance | LS | 2 | 30000 | 0% | 30000 | 60000
Counter Tops Pool Area | 12-3608 | S | POOL AREA | N/A |  |  |  | 0% | 0 | 0
BBQ Top | 12-3609 | S | POOL AREA | Allowance | LS | 3 | 6000 | 0% | 6000 | 18000 |  | Figuring Buildings 1, 3, & 4 with 1 top with 2 BBQ's installed at each top.
Special Construction | 13 | [9 empty] | 1141345
Pools and Spas | 13-1113 | S | POOL AREA | Torrey Pines | LS | 1 | 245000 | 0% | 245000 | 245000
Carports | 13-3401 | S | CARPORT | Torrey Pines | Count | 388 | 2292 | 0% | 2292 | 889296 |  | Non -Solar Carports at Torrey Pines
Pool Equipment Cover | 13-3402 | S | POOL EQUIP | Decatur | Count | 1 | 7049 | 0% | 7049 | 7049
Traffic | 13-G | [9 empty] | 0
Trash Chute | 13-G | S | BUILDING | N/A |  |  |  | 0% | 0 | 0
Conveying Equipment | 14 | [9 empty] | 439560
Elevator | 14-2400 | S | BUILDING | Decatur | Stop | 12 | 35546.6667 | 0% | 35546.6667 | 426560 |  | Using 3 stop Decatur for Hydrolift.
Pool and Spa Lifts | 14-4101 | S | POOL AREA | Russell IV | Count | 2 | 6500 | 0% | 6500 | 13000
Fire Suppression | 21 | [9 empty] | 1246292.89
Sprinkler Design | 21-0600 | S | BUILDING | Allowance | SF | 426549 | 0.06 | 0% | 0.06 | 25592.94
Sprinkler System | 21-1313 | S | BUILDING | Bruner Proposal | SF | 426549 | 2.55 | 0% | 2.55 | 1087699.95
Fire Pump | 21-3000 | S | PUMPHOUSE | Torrey Pines | Count | 1 | 133000 | 0% | 133000 | 133000
Plumbing | 22 | [9 empty] | 4454896.1
1 Bathroom Unit | 22-1001 | S | BUILDING | Bruner | Count | 227 | 10069 | 0% | 10069 | 2285663 |  | Focus Traditional DWV proposal at Bruner.
2 Bathroom Unit | 22-1001 | S | BUILDING | Bruner | Count | 163 | 13089.7 | 0% | 13089.7 | 2133621.1 |  | According to historicals, a 2 bathroom apartment cost 30% more than a 1 bathroom.
Plumbing - Pump House |  | S | PUMPHOUSE | Allowance | LS | 1 | 5000 | 0% | 5000 | 5000
Pool Area | 22-1003 | S | POOL AREA | Torrey Pines | LS | 1 | 24612 | 0% | 24612 | 24612 |  | Budgeted at Torrey Pines
Pool Equipment | 22-1007 | S | POOL EQUIP | Allowance | LS | 1 | 6000 | 0% | 6000 | 6000 |  | Budgeted at Torrey Pines
HVAC | 23 | [9 empty] | 3844690.7216 | [12 empty] | HVAC | Units | Unit Cost | Total
HVAC Standard | 23-3001 | S | BUILDING | Bruner | Unit | 390 | 9845.3608 | 0% | 9845.3608 | 3839690.7216 |  | Used Allstate proposal. Enix proposal is $9,618 | [11 empty] | 2br 1ba | 52 | 250 | 13000
HVAC Standard - Pump House | 23-3001 | S | PUMPHOUSE | Allowance | LS | 1 | 5000 | 0% | 5000 | 5000
Electrical | 26 | [9 empty] | 5172089.94 | [12 empty] | 2br 2ba | 118 | 500 | 59000
Electrical | 26-1001 | S | BUILDING | Bruner | SF | 426549 | 10.06 | 0% | 10.06 | 4291082.94 | [13 empty] | 3br 2ba | 50 | 750 | 37500
Electrical - Pump House | 26-1001 | S | PUMPHOUSE | Allowance | LS | 1 | 10000 | 0% | 10000 | 10000
Electrical Fixtures | 26-5001 | S | BUILDING | Pebble | Unit | 390 | 594 | 15% | 683.1 | 266409 |  | Includes 15% due to 2x2 and 3x2 unit types. | [14 empty] | 109500
Building Electrical Fixtures | 26-5002 | S | BUILDING | Russell IV | Unit | 390 | 119 | 0% | 119 | 46410 | [16 empty] | 280.0512
Hall Lighting Fixtures | 26-5003 | S | BUILDING | Russell IV | Unit | 390 | 112 | 0% | 112 | 43680
Carports Electrical | 26-1001 | S | CARPORT | Russell IV | Space | 388 | 138 | 0% | 138 | 53544 | [13 empty] | Fixtures | Units | Unit Cost | Total
Carport Fixtures | 26-5001 | S | CARPORT | Russell IV | Space | 388 | 24 | 0% | 24 | 9312 | [13 empty] | 2br 1ba | 52 | 50 | 2600
Cabana Electrical | 26-1001 | S | POOL AREA | N/A |  |  |  | 0% | 0 | 0 | [13 empty] | 2br 2ba | 118 | 200 | 23600
Cabana Fixtures | 26-5004 | S | POOL AREA | N/A |  |  |  | 0% | 0 | 0 | [13 empty] | 3br 2ba | 50 | 350 | 17500
Street Lights | 26-5613 | S | Offsite | LS | LS | 1 | 275000 | 0% | 275000 | 275000 |  | Includes 11 lights @ $25K btw LV Blvd and Larson (140' on center) and $1.6M place holder for traffic signal on Larson & LV Blvd. | [11 empty] | Ceiling Fans $150 EA |  |  | 43700
Traffic Signal | 26-5613 | S | Offsite | LS | LS | 1 | 100000 | 0% | 100000 | 100000 |  | $100K paceholder for only the street signal pole.
Site Lighting Electrical | 26-1005 | S | ON-SITE | Russell IV | Acre | 15.826 | 1000 | 0% | 1000 | 15826 | [13 empty] | Ceiling Fixtures $25 EA |  |  | 111.7647
Site Lighting Fixtures | 26-5602 | S | ON-SITE | Russell IV | Acre | 15.826 | 1000 | 0% | 1000 | 15826
Pool Lighting Electrical | 26-1004 | S | POOL AREA | Russell IV | LS | 1 | 17000 | 0% | 17000 | 17000
Pool Lighting Fixtures | 26-5603 | S | POOL AREA | Russell IV | LS | 1 | 11000 | 0% | 11000 | 11000
Pool Equipment Electrical | 26-1007 | S | POOL EQUIP | Russell IV | LS | 1 | 2000 | 0% | 2000 | 2000
Pump House Electrical | 26-1001 | S | PUMPHOUSE | Russell IV | LS | 1 | 14250 | 0% | 14250 | 14250
Pump House Fixtures | 26-5001 | S | PUMPHOUSE | Russell IV | LS | 1 | 750 | 0% | 750 | 750
Communications | 27 | [9 empty] | 256063.91
TV and Media | 27-2201 | A | BUILDING | Allowance | LS | 4 | 900 | 0% | 900 | 3600 |  | Per Building
DAS System | 27-3010 | S | BUILDING | Pebble | SF | 426549 | 0.59 | 0% | 0.59 | 251663.91
Pool ADA Phone | 27-3201 | S | POOL AREA | N/A | LS | 1 | 800 | 0% | 800 | 800 |  | Per Pool
Electronic Safety & Security | 28 | [9 empty] | 1225627.1169
Security System | 28-1001 | S | BUILDING | Decatur | Unit | 390 | 581 | 0% | 581 | 226590
Site Security System | 28-2001 | S | ON-SITE | Pebble | Unit | 390 | 442 | 0% | 442 | 172380
Fire Alarm / Two Way Comm AOR | 28-4601 | S | BUILDING | Decatur | SF | 426549 | 1.938 | 0% | 1.938 | 826657.1169 |  | Includes New 520 Hz Tone Requirement
Earthwork | 31 | [9 empty] | 2253311.8559
Construction Water | 31-0121 | S | ON-SITE | Wigwam | Acre | 15.826 | 6331.55 | 0% | 6331.55 | 100203.1103
Dust Control | 31-0122 | S | ON-SITE | Wigwam | Acre | 15.826 | 3485.6 | 0% | 3485.6 | 55163.1056
Demolition | 31-0505 | S | ON-SITE | Allowance | LS | 1 | 40000 | 0% | 40000 | 40000
Rock Dirt Haul Off | 31-1492 | S | ON-SITE | Budget | LS | 1 | 100000 | 0% | 100000 | 100000 |  | See Budget File
Mass Grading | 31-2201 | S | ON-SITE | Budget | LS | 1 | 1521552 | 0% | 1521552 | 1521552 |  | Difference is primarly on he import/export CY. Pete's latest rough grading shows close to a balance site (previous 30k vs 5k CY.)
Fine Grade | 31-2216 | S | ON-SITE | Budget | LS | 1 | 45404.3 | 0% | 45404.3 | 45404.3 |  | See Budget File
Hard Dig | 31-2319 | S | ON-SITE | Budget | LS | 1 | 350000 | 0% | 350000 | 350000 |  | Includes milling.
Dewatering | 31-2322 | S | ON-SITE | N/A |  |  | 0 | 0% | 0 | 0
Storm Water Prevention | 31-2501 | S | ON-SITE | Wigwam | Acre | 15.826 | 2590 | 0% | 2590 | 40989.34
Exterior Improvements | 32 | [9 empty] | 6759782.136
Bond Repair | 32-0100 | RR | ON-SITE | Russell IV | LS | 1 | 10000 | 0% | 10000 | 10000
Street Cleaning | 32-0111 | S | OTHER SITE | Russell IV | LS | 1 | 15000 | 0% | 15000 | 15000
Asphalt Sawcut and Removal | 32-0506 | S | ON-SITE | Budget | LS | 1 | 50000 | 0% | 50000 | 50000 |  | See Budget File
Paving | 32-1216 | S | ON-SITE | Budget | LS | 1 | 833558.05 | 0% | 833558.05 | 833558.05 |  | See Budget File
Seal Coat | 32-1236 | S | ON-SITE | Russell IV | SF | 272443 | 0.18 | 0% | 0.18 | 49039.74
Pavers | 32-1401 | S | OTHER SITE | Russell IV | LF | 10647 | 7.5 | 0% | 7.5 | 79852.5
Pool Decks | 32-1402 | S | POOL AREA | Russell IV | SF | 4641 | 10 | 0% | 10 | 46410
Curbs and Gutters | 32-1613 | S | ON-SITE | Budget | LS | 1 | 123323 | 0% | 123323 | 123323 |  | See Budget File
Tack On Curb | 32-1614 | S | ON-SITE | Budget | LS | 1 | 165960 | 0% | 165960 | 165960 |  | See Budget File
Concrete Flatwork | 32-1623 | S | ON-SITE | Budget | LS | 1 | 213532 | 0% | 213532 | 213532 |  | See Budget File
Bus Pad | 32-1625 | S | OTHER SITE | N/A |  |  |  | 0% | 0 | 0
Pool Hardscape | 32-1626 | S | POOL AREA | Russell IV | LS | 1 | 9660 | 0% | 9660 | 9660
Street Signs / Striping | 32-1700 | S | ON-SITE | Russell IV | Acre | 15.826 | 2476 | 0% | 2476 | 39185.176
Walls Iron | 32-3101 | S | ON-SITE | Budget | LS | 1 | 147826 | 0% | 147826 | 147826 |  | See Budget File
Trash Enclosure Iron Gates | 32-3103 | S | OTHER SITE | Budget | Count | 14 | 2485 | 0% | 2485 | 34790
Site Railings | 32-3104 | A | OTHER SITE | Budget | LS | 1 | 20000 | 0% | 20000 | 20000
Dog Run Fence | 32-3105 | S | ON-SITE | Torrey Pines | LF | 300 | 72 | 0% | 72 | 21600 |  | Figuring 2 dog parks.
Pool Fence | 32-3106 | S | POOL AREA | Budget | LF | 372 | 75 | 0% | 75 | 27900
Pool Fence Gates | 32-3106 | S | POOL AREA | Budget | Count | 2 | 1950 | 0% | 1950 | 3900
Entry Security Gates | 32-3111 | S | ON-SITE | LS | Count | 2 | 96000 | 0% | 96000 | 192000 |  | We are required to have 2 automated gates per Latest information from planning.
Entry Security Gates Electrical | 32-3112 | S | ON-SITE | LS | Count | 2 | 3555 | 0% | 3555 | 7110 |  | We are required to have 2 automated gates per Latest information from planning.
Entry Gate Transmitters | 32-3113 | S | ON-SITE | N/A |  |  | 44 | 0% | 44 | 0
Entry Gates | 32-3114 | S | ON-SITE | N/A |  |  | 1950 | 0% | 1950 | 0
Temp Fencing | 32-3120 | S | ON-SITE | Russell IV | Acre | 15.826 | 5000 | 0% | 5000 | 79130
Walls Masonry | 32-3201 | S | ON-SITE | Budget | LS | 1 | 363945 | 0% | 363945 | 363945 |  | See Budget File. Adding $50k for the additional wall masonry required by City of Henderson on the north/northeast perimeter,
Walls Pilaster Caps | 32-3202 | S | ON-SITE | Included | LS | 1 | 0 | 0% | 0 | 0 |  | See Budget File
Retaining Walls | 32-3204 | S | ON-SITE | Allowance | LS | 1 | 192605 | 0% | 192605 | 192605 |  | Added $50k to previous budget. This allowance covers the estimated 1,000 LF of 4' retaining wall required on the south project perimeter.
Pool Walls | 32-3208 | A | POOL AREA | Allowance | LS | 1 | 5000 | 0% | 5000 | 5000
Site Furniture Permanent | 32-3343 | A | BUILDING | Allowance | LS | 1 | 7000 | 0% | 7000 | 7000
Site Landscaping | 32-9001 | S | ON-SITE | Torrey Pines | SF | 172517 | 12.01 | 0% | 12.01 | 2071929.17 |  | Torrey Pines 2nd best proposal in terms of $, Alpha.
Site Landscaping Lighting | 32-9001 | S | ON-SITE | N/A |  |  |  | 0% | 0 | 0
Site Landscaping Planter Pots | 32-9433 | S | ON-SITE | Proposal | LS | 1 | 39687 | 0% | 39687 | 39687 |  | Park Option 1 - 3/4" Rock where building 3 used to be. Sidewalk and benches increses to $111k.
Offsite Asphalt Sawcut and Removal | 32-0506 | S | Offsite | Allowance | LS | 1 | 25000 | 0% | 25000 | 25000
Offsite Paving | 32-1216 | S | Offsite | Budget | LS | 1 | 1646980.5 | 0% | 1646980.5 | 1646980.5 |  | Total Take of 150k SF of 7"/10" with 1" UTAC. Excluding round about. To be completed by Henderson.
Offsite Curbs and Gutters | 32-1613 | S | Offsite | Budget | LS | 1 | 153040 | 0% | 153040 | 153040
Offsite Concrete Flatwork | 32-1623 | S | Offsite | Budget | LS | 1 | 84819 | 0% | 84819 | 84819
Utilities | 33 | [9 empty] | 6235909.9
Temp Power | 33-0501 | A |  | Flamingo | Unit | 390 | 360.1154 | 0% | 360.1154 | 140445 |  | Flamingo actual per unit
Traffic Control, AC Removal and Patch | 33-1001 | A | Offsite | N/A |  |  |  | 0% | 0 | 0
Water | 33-1001 | S | ON-SITE | Budget | LS | 1 | 832918.12 | 0% | 832918.12 | 832918.12 |  | Based on estimated water loop and laterals with Torrey Pines pricing and allowance for hard dig and street work.
Sewer | 33-3001 | S | ON-SITE | Budget | LS | 1 | 394942 | 0% | 394942 | 394942 |  | Based on estimated sewer online run with 11 manholes, Torrey Pines pricing and allowance for hard dig and street work.
Storm Drain | 33-4001 | S |  | N/A |  |  |  | 0% | 0 | 0
Sub Drains | 33-4116 | A |  | Allowance | LS | 1 | 15000 | 0% | 15000 | 15000
Gas | 33-5001 | S | Offsite | Budget | LS | 1 | 112000 | 0% | 112000 | 112000 |  | Per Rich Rial: Las Vegas Blvd. and Welpman. This is roughly 1,400’ away from the project
Electric | 33-7101 | S | ON-SITE | Budget | LS | 1 | 436695 | 0% | 436695 | 436695 |  | Based on 4" conduit run, 4 onsite transformers and allowance for hard dig and street work.
Secondary Conduit | 33-7102 | A |  | Allowance | LS | 1 | 25000 | 0% | 25000 | 25000
Bollards | 33-7103 | S |  | N/A |  |  |  | 0% | 0 | 0
Cable TV | 33-8201 | S |  | N/A |  |  |  | 0% | 0 | 0
Phone | 33-8202 | S |  | N/A |  |  |  | 0% | 0 | 0
Off Site Water | 33-1001 | S | Offsite | Budget | LS | 1 | 1538312.1667 | 0% | 1538312.1667 | 1538312.1667 |  | Per Pete, Plan which intails POC at Larson & Rancho Destino (northeast) to Casa Del Sol & Via Nobila on the south
Off Site Sewer | 33-3001 | S | Offsite | Budget | LS | 1 | 731659 | 0% | 731659 | 731659 |  | Latest news have Lennar moving forward with the community on Larson and Casa Del Sol, making this the POC. Updated budget and takeoffs.
Off Site Storm Drain | 33-4001 | S | Offsite | Budget | LS | 1 | 795889 | 0% | 795889 | 795889
Off Site Electric | 33-7101 | S | Offsite | Budget | LS | 1 | 1213049.6133 | 0% | 1213049.6133 | 1213049.6133 |  | Based on a 3,898 LF run of 6" conduit connecting at Power station on Gilespie.
Transportation | 34 | [9 empty] | 15000
Traffic Control | 34-4116 | A | Offsite | Allowance | LS | 1 | 15000 | 0% | 15000 | 15000
Electrical Power Generation | 48 | [9 empty] | 469750
Solar PV System | 48-1413 | S |  | Wigwam | Unit | 390 | 1025 | 0% | 1025 | 399750
Solar PV Conduit | 48-1414 | A |  | Allowance | LS | 1 | 50000 | 0% | 50000 | 50000 |  | Increase allowance to account for EV new requirements.
Car Charging Stations | 48-1913 | A |  | Allowance | LS | 1 | 20000 | 0% | 20000 | 20000
Field Surveys, Staking | 49 | [9 empty] | 427358.9736
Staking | 49-0601 | S |  | Wigwam | LS | 15.826 | 2914 | 0% | 2914 | 46116.964
Re Staking | 49-0602 | S |  | Wigwam | LS | 15.826 | 1542 | 0% | 1542 | 24403.692
Certs and Verifications | 49-0603 | S |  | Wigwam | LS | 15.826 | 1870 | 0% | 1870 | 29594.62
Slab Testing | 49-0801 | S |  | Wigwam | LS | 15.826 | 6618.4 | 0% | 6618.4 | 104742.7984
Grading Testing | 49-0802 | S |  | Wigwam | LS | 15.826 | 4006 | 0% | 4006 | 63398.956
Other Testing | 49-0803 | S |  | Wigwam | LS | 15.826 | 3544.2 | 0% | 3544.2 | 56090.5092
Masonry Testing | 49-0807 | S |  | Wigwam | LS | 15.826 | 816 | 0% | 816 | 12914.016
Pavement Testing | 49-0808 | S |  | Wigwam | LS | 15.826 | 716.4 | 0% | 716.4 | 11337.7464
Third Party Inspections | 49-0950 | S |  | Wigwam | LS | 15.826 | 4976.6 | 0% | 4976.6 | 78759.6716
5th Story Factor | [10 empty] | 0
5th Story Factor |  |  |  | N/A |  |  |  | 0% | 0 | 0
Fire Command Center Control Panel |  |  |  | N/A |  |  |  | 0% | 0 | 0
Smoke Removal System |  |  |  | N/A |  |  |  | 0% | 0 | 0
Stairwell Pressurization |  |  |  | N/A |  |  |  | 0% | 0 | 0
Backup Generator |  |  |  | N/A |  |  |  | 0% | 0 | 0
Elevator Auto Closing Doors |  |  |  | N/A |  |  |  | 0% | 0 | 0
Increase Framing for 5 Story |  |  |  | N/A |  |  |  | 0% | 0 | 0
Increase Footings for 5 Story |  |  |  | N/A |  |  |  | 0% | 0 | 0
Bid Risk | Bid Risk | [9 empty] | 1228606
BABA | [5 empty] | 0% |  |  |  | 0
Bid Risk | [5 empty] | 2% |  |  |  | 1228606 |  | Not including projected tariffs
FFE | FFE Extra | [9 empty] | 1375126.8
Golf Carts | 11-1001 | S |  | Alper | LS | 1 | 10000 | 0% | 10000 | 10000
Convenience Store Equipment | 11-2101 | S |  | N/A |  |  |  | 0% | 0 | 0
Pet Wash | 11-2102 | S |  | Alper | LS | 1 | 21000 | 0% | 21000 | 21000
Office Equipment | 11-2801 | S |  | Russell IV | LS | 1 | 21900 | 0% | 21900 | 21900
Gym Exercise Equipment | 11-6613 | S |  | Russell IV | Cost per SF | 2280 | 56.81 | 0% | 56.81 | 129526.8
Playground / Basketball Hoop | 11-6813 | S |  | N/A |  |  |  | 0% | 0 | 0
Maintenance Shop Equipment | 11-8101 | S |  | Russell IV | LS | 1 | 15000 | 0% | 15000 | 15000
Maintenance Shop Start Up Supplies | 11-8102 | S |  | Russell IV | LS | 1 | 5000 | 0% | 5000 | 5000
Fixed Asset Misc. | 11-8105 | S |  | N/A |  |  |  | 0% | 0 | 0
Interior Furniture | 12-5000 | S |  | Allowance | LS | 1 | 1000000 | 0% | 1000000 | 1000000
Exterior Furniture | 12-5483 | S |  | Allowance | LS | 1 | 150000 | 0% | 150000 | 150000 |  | Based on 1 pool and 4 courtyards.
Rec Building TV Media Computer | 27-2201 | S |  | Russell IV | LS | 1 | 19500 | 0% | 19500 | 19500
Rec Building Telephone System | 27-3202 | S |  | Russell IV | LS | 1 | 2000 | 0% | 2000 | 2000
Maintenance Radios | 27-3243 | S |  | Russell IV | LS | 1 | 1200 | 0% | 1200 | 1200
Construction Contingency | 55 | [9 empty] | 3747174.6203
Construction Contingency | 55-9800 |  |  |  |  | 6% |  |  |  | 3747174.6203 |  | Hard coded number
Sub Bonds | 50 | [9 empty] | 690860
Sub Bonds | 50-9950 | B |  |  |  | 1.1% |  |  |  | 690860 |  | Hard coded number
GL Insurance | 50 | [9 empty] | 680000
GL Insurance | 50-0001 |  |  |  | 3.03 per $1,000 | 3.03 |  |  |  | 350000 |  | Hard coded number
Misc. | 50-0001 |  |  |  | 5% of GL Ins. | 5% |  |  |  | 15000 |  | Hard coded number
Umbrella | 50-0001 |  |  |  | 95% of GL Ins. | 95% |  |  |  | 315000 |  | Hard coded number
Contractor Fee | 56 | [9 empty] | 5232390.6497
Overhead | 56 |  |  |  |  | 2% |  |  |  | 1308097.6624
Contractor Fee | 56 |  |  |  |  | 6% |  |  |  | 3924292.9873
Total Hard Costs | [10 empty] | 78131623.0113
0
General Requirements | 01 |  |  | 3747174.6203 | [10 empty] | 6% General Conditions
Existing Conditions | 02 |  |  | 12000 | [10 empty] | 62805417.1209
Concrete | 03 |  |  | 2705484.88 | [5 empty] | Indirect | 15326205.8903 |  |  |  | 3768325.0273
Parking Garage | 03-G |  |  | 0 | [6 empty] | 19.62% |  |  |  | 144935.578
Masonry | 04 |  |  | 212500
Metals | 05 |  |  | 496414
Wood, Plastics, & Composites | 06 |  |  | 10109885.9179
Thermal & Moisture Protection | 07 |  |  | 2151524.45
Openings | 08 |  |  | 712714
Finishes | 09 |  |  | 6929507.4282
Specialties | 10 |  |  | 524041
Equipment | 11 |  |  | 1212160
Furnishings | 12 |  |  | 2422380.1008
Special Construction | 13 |  |  | 1141345
Trash Chute | 13-G |  |  | 0
Conveying Equipment | 14 |  |  | 439560
Fire Suppression | 21 |  |  | 1246292.89
Plumbing | 22 |  |  | 4454896.1
HVAC | 23 |  |  | 3844690.7216
Electrical | 26 |  |  | 5172089.94
Communications | 27 |  |  | 256063.91
Electronic Safety & Security | 28 |  |  | 1225627.1169
Earthwork | 31 |  |  | 2253311.8559
Exterior Improvements | 32 |  |  | 6759782.136
Utilities | 33 |  |  | 6235909.9
Transportation | 34 |  |  | 15000
Electrical Power Generation | 48 |  |  | 469750
Field Surveys, Staking | 49 |  |  | 427358.9736
5th Story Factor |  |  |  | 0
Bid Risk |  |  |  | 1228606
FFE |  |  |  | 1375126.8
Construction Contingency | 55 |  |  | 3747174.6203
Sub Bonds | 50 |  |  | 690860
GL Insurance | 50 |  |  | 680000
Contractor Fee | 56 |  |  | 5232390.6497
Total Hard Costs |  |  |  | 78131623.0113
0
Cost Code
Total
01 - General Requirements | 01 |  |  |  | 3747174.6203
02 - Existing Conditions | 02 |  |  |  | 12000
03 - Concrete | 03 |  |  |  | 2705484.88
04 - Masonry | 04 |  |  |  | 212500
05 - Metals | 05 |  |  |  | 496414
06 - Wood, Plastics, & Composites | 06 |  |  |  | 10109885.9179
07 - Thermal & Moisture Protection | 07 |  |  |  | 2151524.45
08 - Openings | 08 |  |  |  | 712714
09 - Finishes | 09 |  |  |  | 6929507.4282
10 - Specialties | 10 |  |  |  | 524041
11 - Equipment | 11 |  |  |  | 1212160
12 - Furnishings | 12 |  |  |  | 2422380.1008
13 - Special Construction | 13 |  |  |  | 1141345
14 - Conveying Equipment | 14 |  |  |  | 439560
21 - Fire Suppression | 21 |  |  |  | 1246292.89
22 - Plumbing | 22 |  |  |  | 4454896.1
23 - HVAC | 23 |  |  |  | 3844690.7216
26 - Electrical | 26 |  |  |  | 5172089.94
27 - Communications | 27 |  |  |  | 256063.91
28 - Electronic Safety & Security | 28 |  |  |  | 1225627.1169
31 - Earthwork | 31 |  |  |  | 2253311.8559
32 - Exterior Improvements | 32 |  |  |  | 6759782.136
33 - Utilities | 33 |  |  |  | 6235909.9
34 - Transportation | 34 |  |  |  | 15000
48 - Electrical Power Generation | 48 |  |  |  | 469750
49 - Field Surveys, Staking | 49 |  |  |  | 427358.9736
Bid Risk | Bid Risk |  |  |  | 1228606
FFE Extra | FFE Extra |  |  |  | 1375126.8
50 - Sub Bonds | 50 |  |  |  | 1370860
55 - Construction Contingency | 55 |  |  |  | 3747174.6203
56 - Contractor Fee | 56 |  |  |  | 5232390.6497
Total |  |  |  |  | 78131623.0113
check |  |  |  |  | 0
FOR ADJUSTMENTS
Appliances, Flooring & Blinds
Flooring - Units | 09-6001 |  |  |  | 774203.08 | 09
Common Wood | 09-6401 |  |  |  | 0 | 09
Common Vinyl | 09-6517 |  |  |  | 0 | 09
Hall Flooring | 09-6520 |  |  |  | 275075.758 | 09
Hall Flooring - Elevators | 09-6520A |  |  |  | 0 | 09
Common - Plank | 09-6521 |  |  |  | 0 | 09
Common - VCT | 09-6522 |  |  |  | 0 | 09
Common - Rubber Floor | 09-6566 |  |  |  | 37688.4 | 09
Common - Carpet | 09-6802 |  |  |  | 27500 | 09
Appliances | 11-3013 |  |  |  | 1212160 | 11
Blinds | 12-2100 |  |  |  | 169433.1239 | 12
Total Appliances, Flooring & Blinds |  |  |  |  | 2496060.3619
Site Work
Major Categories
Existing Conditions | 2 |  |  |  | 12000
Earthwork | 31 |  |  |  | 2253311.8559
Exterior Improvements | 32 |  |  |  | 6759782.136
Utilities | 33 |  |  |  | 6235909.9
Transportation | 34 |  |  |  | 15000
Electrical Power Generation | 48 |  |  |  | 469750
Minor Categories
Carports | 13-3401 |  |  |  | 889296
Dumpsters | 06-0111 |  |  |  | 0
Gazebo |  |  |  |  | 0
Other Site |  |  |  |  | 0
Pools and Spas | 13-1113 |  |  |  | 245000
Offsite Street Signs | 10-1454OFFSITE |  |  |  | 0
Street Lights | 26-5613OFFSITE |  |  |  | 0
Pump House Concrete | 03-3101 |  |  |  | 1806719.4
Total Site Work |  |  |  |  | 18686769.2919
Offsite Asphalt Sawcut and Removal | 32-0506OFFSITE |  |  | already included in 32
Offsite Paving | 32-1216OFFSITE |  |  | already included in 32
Offsite Curbs and Gutters | 32-1613OFFSITE |  |  | already included in 32
Offsite Concrete Flatwork | 32-1623OFFSITE |  |  | already included in 32
Storm Drain | 33-4001OFFSITE |  |  | already included in 33
Off Site Water | 33-1001OFFSITE |  |  | already included in 33
Off Site Sewer | 33-3001OFFSITE |  |  | already included in 33
Off Site Electric | 33-7101OFFSITE |  |  | already included in 33
Traffic Control | 34-4116OFFSITE |  |  | already included in 34
Pump House Concrete | 03-3101
HOME FUNDS INELIGIBLE COSTS
Offsite Work
Offsite Street Signs | 10-1454OFFSITE |  |  |  | 0
Street Lights | 26-5613OFFSITE |  |  |  | 0
Offsite Asphalt Sawcut and Removal | 32-0506OFFSITE |  |  |  | 0
Offsite Paving | 32-1216OFFSITE |  |  |  | 0
Offsite Curbs and Gutters | 32-1613OFFSITE |  |  |  | 0
Offsite Concrete Flatwork | 32-1623OFFSITE |  |  |  | 0
Off Site Water | 33-1001OFFSITE |  |  |  | 0
Off Site Sewer | 33-3001OFFSITE |  |  |  | 0
Storm Drain | 33-4001OFFSITE |  |  |  | 0
Off Site Electric | 33-7101OFFSITE |  |  |  | 0
Traffic Control | 34-4116OFFSITE |  |  |  | 0
Other Ineligible Costs
Major Categories
Parking Garage | 03-G |  |  |  | 0
Minor Categories
Pump House Concrete | 03-3101 |  |  |  | 1806719.4
Pool Area Shower Concrete | 03-3105 |  |  |  | 2500
Cabana Concrete | 03-3107 |  |  |  | 18399
Pool Equipment Foundation | 03-3108 |  |  |  | 3500
Deck Concrete | 03-5001 |  |  |  | 64575.68
Masonry Veneer Pool Area | 04-4305 |  |  |  | 6000
Pool Equipment Shower Stone | 04-4306 |  |  |  | 9500
Cabana Iron | 05-7004 |  |  |  | 0
Pool Equipment Gate | 05-7005 |  |  |  | 1950
Cabana Framing | 06-1109 |  |  |  | 0
BBQ Framing | 06-1110 |  |  |  | 10000
Fireplace Framing | 06-1111 |  |  |  | 0
Trellis | 06-1114 |  |  |  | 0
BBQ Trim | 06-2006 |  |  |  | 4800
Cabana Roofing | 07-3002 |  |  |  | 7500
Pump House Roofing | 07-3002 |  |  |  | 7500
Pool Equipment Windows | 08-5303 |  |  |  | 0
Pool Glass Walls | 08-8001 |  |  |  | 0
Stucco - Pump House | 09-2423 |  |  |  | 926682.0352
Stucco - Cabana | 09-2423 |  |  |  | 926682.0352
Stucco - Pool Wall | 09-2423 |  |  |  | 926682.0352
Unit Carport Signs | 10-1401 |  |  |  | 60450
Fire Places - Pool Area | 10-3200 |  |  |  | 0
BBQ Units | 10-3355 |  |  |  | 13440
BBQ Top | 12-3609 |  |  |  | 18000
Pools and Spas | 13-1113 |  |  |  | 245000
Carports | 13-3401 |  |  |  | 889296
Pool Equipment Cover | 13-3402 |  |  |  | 7049
Pool and Spa Lifts | 14-4101 |  |  |  | 13000
Pool Area | 22-1003 |  |  |  | 24612
Pool Equipment | 22-1007 |  |  |  | 6000
Carports Electrical | 26-1001 |  |  |  | 4368876.94
Carport Fixtures | 26-5001 |  |  |  | 276471
Cabana Electrical | 26-1001 |  |  |  | 4368876.94
Cabana Fixtures | 26-5004 |  |  |  | 0
Pool Lighting Electrical | 26-1004 |  |  |  | 17000
Pool Lighting Fixtures | 26-5603 |  |  |  | 11000
Pool Equipment Electrical | 26-1007 |  |  |  | 2000
Pump House Electrical | 26-1001 |  |  |  | 4368876.94
Pump House Fixtures | 26-5001 |  |  |  | 276471
Pool Decks | 32-1402 |  |  |  | 46410
Pool Hardscape | 32-1626 |  |  |  | 9660
Pool Fence | 32-3106 |  |  |  | 31800
Pool Walls | 32-3208 |  |  |  | 5000
Pet Wash | 11-2102 |  |  |  | 21000
Office Equipment | 11-2801 |  |  |  | 21900
Gym Exercise Equipment | 11-6613 |  |  |  | 129526.8
Playground / Basketball Hoop | 11-6813 |  |  |  | 0
Rec Building TV Media Computer | 27-2201 |  |  |  | 23100
Rec Building Telephone System | 27-3202 |  |  |  | 2000

## Level 1.1 UPDATE A (hidden)
Project Details |  |  | Unit Breakdown |  |  |  | Breakdown Per Building | [7 empty] | List of Take offs |  |  | List of Take offs |  |  | List of Take offs
Project | West Henderson |  | Unit Type | Number | % |  | Bldg. | Levels | Unit | 1 Br - 1 Ba | 2 Br - 1 Ba | 2 Br - 2 Ba | 3 Br - 2 Ba | GSF | Slab SF | 149760 | GSF (Provided in Matrix) | 1 Br - 1 Ba Counter | 9150.98 | SF | 1 Br - 1 Ba Cab |  | SF | [12 empty] | Finish Carpentry |  |  |  |  | Exhaust Per Building
Budget Level | Level 1 |  | Studios | 0 | 0% |  | 1 | 3 | 169 | 87 | 17 | 48 | 17 | 185300 | Elevators | 4 | Count | 2 Br - 1 Ba Counter | 2673.44 | SF | 2 Br - 1 Ba Cab |  | SF | Railing Estimate |  |  |  | Building 3 | 147 |  | Stucco |  |  | Building 3 | 61455 | Unit Type | Number | TP $ | % | % | Building | Floors | U / Floor | Total Units | Cost / U | Total
Product | Affordable |  | 1 Br - 1 Ba | 178 | 45.64% |  | 2 | 2 | 24 | 9 | 7 | 8 | 0 | 24353 | Elevators Stops | 12 | Count | 2 Br - 2 Ba Counter | 2893.8 | SF | 2 Br - 2 Ba Cab |  | SF | Building 1 |  |  |  |  | 98 |  | Building 1 |  |  |  |  | Studios | 0 | 3192.5 | 0% | 3192.5 | Building 1 | 3 | 9 | 27 | 275 | 7425
UPDATED | 2025-04-01 |  | 2 Br - 1 Ba | 49 | 12.56% |  | 3 | 3 | 173 | 73 | 18 | 51 | 31 | 192543 | Trash Encl. | 14 | Provided in Site Plan | 3 Br - 2 Ba Counter | 3543.36 | SF | 3 Br - 2 Ba Cab |  | SF | Northwest | 190 |  |  |  | 176 |  | Northwest | 19256 |  |  |  | 1 Br - 1 Ba | 171 | 3192.5 | 0% | 3192.5 | Building 2 | 2 | 2 | 4 | 275 | 1100
Timeline | 26 |  | 2 Br - 2 Ba | 115 | 29.49% |  | 4 | 2 | 24 | 9 | 7 | 8 | 0 | 24353 | Stairs | 16 | Count | 1x1 Decks | 3268 | SF | Landscaping Bldg. 1 |  | SF | Southwest | 146 |  |  |  | 70 |  | Southwest | 8980 |  |  |  | 2 Br - 1 Ba | 52 | 3192.5 | 0% | 3192.5 | Building 3 | 2 | 9 | 18 | 275 | 4950
Floors | 2 & 3 Levels |  | 3 Br - 2 Ba | 48 | 12.31% | [9 empty] | Pool | 1 |  | 2x1 Decks |  | SF | Landscaping Bldg. 2 |  | SF | Northeast | 118 |  |  |  | 491 |  | Northeast | 8850 |  |  |  | 2 Br - 2 Ba | 118 | 3192.5 | 10% | 3511.75 | Building 4 | 3 | 3 | 9 | 275 | 2475
Bldg. SF | 426549 |  | Totals | 390 | 100% |  | Totals | 10 | 390 | 178 | 49 | 115 | 48 | 426549 | Gym | 1 |  | Lightweight | 261711 | SF | Landscaping Bldg. 3 |  | SF | Southeast | 306 | [5 empty] | Southeast | 19965 |  |  |  | 3 Br - 2 Ba | 49 | 3192.5 | 20% | 3831 | Building 5 | 2 | 2 | 4 | 275 | 1100
Acres | 15.826 |  | Parking | [11 empty] | Iron Rail | 2932 | LF | Pavers | 900 | SF | Landscaping Bldg. 4 |  | SF | More | 132 | 892 |  |  |  |  | More | 24325 | 81376 |  |  | Totals | 390 |  |  | 3369.3154 | [5 empty] | 17050
Site SF | 689380.56 |  | Garage Parking |  | 0 | [9 empty] | Roofing | 1497.6 | Square | Pool Deck | 7964 | SF | Landscaping Bldg. 5 |  | SF | [16 empty] | 176.8154
Buildings | 4 |  | Cover Parking |  | 388 | [9 empty] | Stucco | 26012 | Square Yard | Pool Fence | 437 | LF | Corridor Bldg. 1 | 19607 | SF | Building 2 & 5 |  |  |  | Building 4 | 112 |  | Building 2 & 5 |  |  | Building 4 | 29517 |  |  |  |  | 5.538%
Reports Available |  |  | Open Parking |  | 403 | [9 empty] | Livable Area | 332276 | SF | Dog Park Fence | 400 | LF | Corridor Bldg. 2 | 2180 | SF | Northwest |  |  |  |  | 160 |  | Northwest
Site Evaluation Report (GCW) | 2023-05-16 |  | Accessible Parking |  | 16 | [9 empty] | Carports | 388 | Count | Common Bldg. 1 | 7476 | SF | Corridor Bldg. 3 | 21000 | SF | Southwest |  |  |  |  | 144 |  | Southwest
Soils Report (Universal) | N |  | Private Garages |  | 0 |  |  |  | TOTAL COST |  | 82551538.3668 |  |  |  | Stairs Landings | 44 | Landings | Common Bldg. 2 | 0 | SF | Corridor Bldg. 4 | 2180 | SF | Northeast |  |  |  |  | 84 |  | Northeast
Alta Survey (Wallace) | N |  | Total Parking Provided |  | 807 |  |  |  | PER UNIT |  | 211670.6112 |  |  |  | Pump House | 1 | EA | Common Bldg. 3 | 2688 | SF | Corridor Bldg. 5 | 0 | SF | Southeast | 160 | 320 |  |  | 500 |  | Southeast | 14730 | 29460
Plans | N |  | Parking Ratio |  | 2.0692 |  |  |  | PER GSF |  | 193.5335 |  |  |  | Lock Boxes | 10 | EA | Common Bldg. 4 | 1557 | SF | BBQ | 4 | Count
NVE Planning Memo | 2023-04-27 | [13 empty] | Awning Small | 58 | EA | Common Bldg. 5 | 0 | SF | Fire Pumps | 1 | Count | B1B Railings | 775 | [5 empty] | B1B Railings | 775
[15 empty] | Awning Large | 10 | EA | HVAC ADD Count | 135.2564 |  | Asphalt | 277500
Description | Cost Code | Cost Category | Sub job | Source | Unit Meas. | Quantity | Unit Cost | Escalation % | T. Unit Cost | Sub Total | Total | Description / Details
General Requirements | 01 | [9 empty] | 4080000 | Hard coded number
General Requirements | 01 | S |  |  | Mo | 26 | 156923.0769 | 0% | 156923.0769 | 4080000 | [13 empty] | 234108
Existing Conditions | 02 | [9 empty] | 12000
Potholing | 02-3213 | S | ON-SITE | Allowance |  | 1 | 12000 | 0% | 12000 | 12000
Concrete | 03 | [9 empty] | 2681833.92
Slabs | 03-3101 | S | BUILDING | Torrey Pines | SF | 149760 | 11.99 | 0% | 11.99 | 1795622.4 |  | Conventional slab
Deepened Footings | 03-3101 | S | BUILDING | N/A |  |  |  |  | 0 | 0
Concrete Slab Repairs | 03-3101 | RR | BUILDING | Allowance | LS | 1 | 7500 | 0% | 7500 | 7500 | [18 empty] | 8910
Pump House Concrete | 03-3101 | S | PUMPHOUSE | Torrey Pines | SF | 300 | 11.99 |  | 11.99 | 3597
Trash Enclosure Concrete | 03-3102 | S | OTHER SITE | Torrey Pines | Count | 14 | 2757.75 | 0% | 2757.75 | 38608.5
Pool Area Shower Concrete | 03-3105 | S | POOL AREA | Torrey Pines | LS | 1 | 2500 | 0% | 2500 | 2500
Cabana Concrete | 03-3107 | S | POOL AREA | N/A |  |  |  |  | 0 | 0 | [13 empty] | Railings |  |  | Length Ea | Bldg 1 | Bldg 2 | Bldg 3 | Bldg 4 | Bldg 5
Pool Equipment Foundation | 03-3108 | S | POOL EQUIP | N/A |  |  |  |  | 0 | 0 | [14 empty] | Outside Corner Units |  | 36 | 504 | 72 | 252 | 500 | 0
Lightweight Concrete | 03-3116 | S | BUILDING | Torrey Pines | SF | 261711 | 2.94 | 0% | 2.94 | 769430.34 | [14 empty] | Inside Corner Units |  | 13 | 260 | N/A | 104 | 104 | N/A
Deck Concrete | 03-5001 | S | BUILDING | Torrey Pines | SF | 3268 | 19.76 | 0% | 19.76 | 64575.68 | [14 empty] | Small Railings |  | 8 | 416 | 96 | 224 | 400 | 0
Parking Garage | 03-G | [9 empty] | 0 | [16 empty] | 1180 | 168 | 580 | 1004 | 0 | 2932
Parking Garage Structure |  | S |  | N/A |  | 0 | 1 |  | 0 | 0
Core Slab Precast Concrete |  | S |  | N/A |  |  |  |  | 0 | 0 | [13 empty] | Lightweight |  |  |  | Bldg 1 | Bldg 2 | Bldg 3 | Bldg 4 | Bldg 5
Concrete Slab on Grade |  | S |  | N/A |  |  |  |  | 0 | 0 | [14 empty] | Level 2 |  | SF | 58443 | 11690 | 60733 | 11690 | 0
Concrete Topping Slab 4" / Level |  | S |  | N/A |  |  |  |  | 0 | 0 | [14 empty] | Level 3 |  | SF | 58422 | N/A | 60733 | N/A | 0
Electrical |  | S |  | N/A |  |  |  |  | 0 | 0 | [14 empty] | Total |  | SF | 116865 | 11690 | 121466 | 11690 | 0 | 261711
Dry Sprinklers |  | S |  | N/A |  |  |  |  | 0 | 0
Mechanical Ventilation |  | S |  | N/A |  |  |  |  | 0 | 0
Stairs and Railings |  | S |  | N/A |  |  |  |  | 0 | 0
Masonry | 04 | [9 empty] | 208800
Elevator Shaft | 04-2201 | S | BUILDING | Torrey Pines | Per Stop | 12 | 9500 | 0% | 9500 | 114000
Trash Enclosure | 04-2202 | S | OTHER SITE | Torrey Pines | Count | 14 | 5700 | 0% | 5700 | 79800
Masonry Veneer | 04-4301 | S | ON-SITE | N/A |  |  |  |  | 0 | 0
Masonry Veneer Pool Area | 04-4305 | S | POOL AREA | Russell IV | LS | 1 | 6000 | 0% | 6000 | 6000
Pool Eq. Shower Stone | 04-4306 | A | POOL EQUIP | Torrey Pines | LS | 1 | 9000 | 0% | 9000 | 9000
Metals | 05 | [9 empty] | 500854
Structural Steel | 05-1201 | S | BUILDING | Allowance | LS | 1 | 125000 | 0% | 125000 | 125000 |  | Bldg 1 only
Elevator Shaft Iron | 05-1202 | S | BUILDING | Torrey Pines | Count | 4 | 4040 | 0% | 4040 | 16160
Stair Handrails | 05-5201 | S | BUILDING | Torrey Pines | Per Level | 44 | 2000 | 0% | 2000 | 88000
Garage Stair Railings | 05-5201 | S | BUILDING | N/A |  |  | 0 | 0% | 0 | 0
Cabana Iron | 05-7004 | S | POOL AREA | N/A |  |  | 0 | 0% | 0 | 0
Pool Equipment Gate | 05-7005 | S | POOL EQUIP | Torrey Pines | Count | 1 | 1950 | 0% | 1950 | 1950
Iron Railings | 05-7300 | S | BUILDING | Torrey Pines | LF | 2932 | 92 | 0% | 92 | 269744
Cable Railings | 05-7316 | S | COMMON AREA | N/A |  |  | 0 | 0% | 0 | 0
Wood, Plastics, & Composites | 06 | [9 empty] | 10684047.1085
Dumpsters | 06-0111 | S | DUMPSTERS |  |  |  | 79 | 0% | 79 | 0
Framing | 06-1100 | S | BUILDING | See Note | SF | 426549 | 20.96 | 0% | 20.96 | 8940467.04 |  | 12 Month Moving Average
Framing - Crane | 06-1100 | S | BUILDING | N/A |  |  |  | 0% | 0 | 0
Cabana Framing | 06-1109 | S | COMMON AREA | N/A |  |  |  | 0% | 0 | 0
BBQ Framing | 06-1110 | S | COMMON AREA | Allowance | LS | 4 | 2500 | 0% | 2500 | 10000
Fireplace Framing | 06-1111 | S | COMMON AREA | N/A |  |  |  | 0% | 0 | 0
Trellis | 06-1114 | S | BUILDING | N/A |  |  |  | 0% | 0 | 0
Pool Equipment Framing | 06-1114 | S | POOL EQUIP | N/A |  |  |  | 0% | 0 | 0
Finish Carpentry - Units | 06-2001 | S | BUILDING | Torrey Pines | LSF | 332276 | 4.3045 | 0% | 4.3045 | 1430266.6423
Finish Carpentry - Common | 06-2001 | S | COMMON AREA | Torrey Pines | Common SF | 94273 | 3.1665 | 0% | 3.1665 | 298513.4262
BBQ Trim | 06-2006 | S | COMMON AREA | Allowance | LS | 4 | 1200 | 0% | 1200 | 4800
Shutters | 06-4919 | S | BUILDING | N/A |  |  |  | 0% | 0 | 0
Thermal & Moisture Protection | 07 | [9 empty] | 2256526.47
Insulation | 07-2101 | S | BUILDING | Torrey Pines | SF | 426549 | 2.7 | 0% | 2.7 | 1151682.3
Roofing | 07-3001 | S | BUILDING | Torrey Pines | Square | 1497.6 | 603 | 0% | 603 | 903052.8
Cabana Roofing | 07-3002 | S | COMMON AREA | N/A |  |  |  | 0% | 0 | 0
Pump House Roofing | 07-3002 | S | PUMPHOUSE | Allowance | LS | 1 | 7500 | 0% | 7500 | 7500
Pool Equipment Roofing | 07-3003 | S | POOL EQUIP | Allowance | LS | 1 | 7500 | 20% | 9000 | 9000 |  | Baja Cover. Added 20% escalation due to Baja company sold to equity firm.
Trash Enclosure Cover | 07-6101 | S | OTHER SITE | Decatur | Count | 14 | 5800 | 20% | 6960 | 97440 |  | Baja Cover. Added 20% escalation due to Baja company sold to equity firm.
Pigeon Proofing | 07-7001 | S | BUILDING | Torrey Pines | SF | 426549 | 0.08 | 0% | 0.08 | 34123.92
Gutters and Downspouts | 07-7124 | S | BUILDING | Torrey Pines | SF | 426549 | 0.05 | 0% | 0.05 | 21327.45
Roof Ladders | 07-7210 | S | BUILDING | Torrey Pines | Count | 8 | 1550 | 0% | 1550 | 12400 |  | 2 Per building
Roof Access Doors | 07-7233 | S | BUILDING | Torrey Pines | Count | 8 | 2500 | 0% | 2500 | 20000 |  | 2 Per building
Roof Winch | 07-7250 | S | BUILDING | N/A |  |  |  | 0% | 0 | 0
Openings | 08 | [9 empty] | 639151.7895
Dumpsters | 08-0151 | S | DUMPSTERS |  |  |  | 79 | 0% | 79 | 0
Entry Doors | 08-1001 | S | COMMON AREA | N/A |  |  |  | 0% | 0 | 0
Common Doors | 08-1002 | S | COMMON AREA | Included |  |  |  | 0% | 0 | 0
Pocket Doors - 3 Panel | 08-1002 | S | BUILDING | N/A |  |  |  | 0% | 0 | 0
Garage Doors | 08-3619 | S | BUILDING | N/A |  |  |  | 0% | 0 | 0
Windows and Sliding Glass Doors | 08-5301 | S | BUILDING | Torrey Pines | Per Unit | 390 | 1157.8947 | 15% | 1331.5789 | 519315.7895 |  | Included the latest efficiency requirement. 15% escalation with more bedrooms/windows expected.
Windows Repair and Replacement | 08-5301 | RR | BUILDING | Allowance | Per Unit | 390 | 75 | 0% | 75 | 29250
Pool Equipment Windows | 08-5303 | S | POOL EQUIP | N/A |  |  |  | 0% | 0 | 0
Pool Glass Walls | 08-8001 | S | POOL AREA | N/A |  |  |  | 0% | 0 | 0
Fixed Glass | 08-8002 | S | BUILDING | N/A |  |  |  | 0% | 0 | 0
Mirrors - LED | 08-8301 | S | BUILDING | N/A |  |  |  | 0% | 0 | 0
Mirrors - LED Install | 08-8302 | S | BUILDING | N/A |  |  |  | 0% | 0 | 0
Mirrors - Framed | 08-8301 | S | BUILDING | N/A |  |  |  | 0% | 0 | 0
Mirrors - Polished Edges (Units) | 08-8301 | S | BUILDING | Pebble | Unit | 553 | 162 | 0% | 162 | 89586
Mirrors - Polished Edges (Restrooms) | 08-8301 | S | BUILDING | Allowance | Count | 4 | 250 | 0% | 250 | 1000
Finishes | 09 | [9 empty] | 6962391.7292
Cost Prep Labor | 09-0101 | S | BUILDING |  |  |  | 0.05 | 0% | 0.05 | 0
Cost Prep Mat | 09-0102 | S | BUILDING | Allowance | LS | 1 | 25000 | 0% | 25000 | 25000
Clean Up - Final | 09-0103 | S | BUILDING | Torrey Pines | SF | 426549 | 0.85 | 0% | 0.85 | 362566.65
Clean Up - During Construction | 09-0104 | S | BUILDING | Allowance | LS | 1 | 75000 | 0% | 75000 | 75000
Dumpsters | 09-0113 | S | DUMPSTERS | Latest | Unit | 390 | 79 | 0% | 79 | 30810
Clean Up - Hauling Exterior | 09-0121 | S | ON-SITE | Allowance | LS | 1 | 10000 | 0% | 10000 | 10000
Stucco | 09-2423 | S | BUILDING | See Note | SY | 26012 | 40.81 | 0% | 40.81 | 1061549.72 |  | Average over the last 3 projects (S. Nellis, Torrey and Decatur.)
Stucco - Pump House | 09-2423 | A | PUMPHOUSE | Allowance | LS | 1 | 6000 | 0% | 6000 | 6000
Stucco - Walls | 09-2424 | S | POOL AREA | N/A |  |  |  | 0% | 0 | 0
Stucco - Pool Area | 09-2428 | A | POOL AREA | Allowance | LS | 1 | 2000 | 0% | 2000 | 2000
Stucco - Cabana | 09-2429 | S | POOL AREA | N/A |  |  |  | 0% | 0 | 0
Stucco - Pool Equipment | 09-2430 | S | POOL EQUIP | N/A |  |  |  | 0% | 0 | 0
Stucco - Repairs | 09-2423 | A | BUILDING | Allowance | LS | 1 | 4500 | 0% | 4500 | 4500
Drywall | 09-2905 | S | BUILDING | Torrey Pines | SF | 426549 | 8.02 | 0% | 8.02 | 3420922.98
Drywall - Repairs | 09-2905 | A | BUILDING | Allowance | Unit | 390 | 85 | 0% | 85 | 33150
Tile Tubs and Showers | 09-3001 | S | BUILDING | N/A |  |  |  | 0% | 0 | 0
Common Tile | 09-3002 | S | COMMON AREA | Pebble | LS | 1 | 67657 | 0% | 67657 | 67657
Kitchen Backsplash | 09-3003 | S | BUILDING | N/A |  |  |  | 0% | 0 | 0
Cabana Tile | 09-3008 | S | POOL AREA | N/A |  |  |  | 0% | 0 | 0
Flooring - Units | 09-6001 | S | BUILDING | Decatur | SY | 36919.5556 | 18.7548 | 0% | 18.7548 | 692417.7442 |  | RMI proposal for Decatur using Vinyl Plank RMX/Urban.
Common Wood | 09-6401 | S | COMMON AREA |  |  | 0 | 30184 | 0% | 30184 | 0
Common Vinyl | 09-6517 | S | COMMON AREA |  |  | 0 | 1994 | 0% | 1994 | 0
Hall Flooring | 09-6520 | S | COMMON AREA | Pebble | SF | 426549 | 0.37 | 0% | 0.37 | 157823.13
Hall Flooring - Elevators | 09-6520 | A | COMMON AREA | Allowance | Count | 4 | 1000 | 0% | 1000 | 4000
Common - Plank | 09-6521 | S | COMMON AREA |  | SF | 0 | 0.090909 | 0% | 0.090909 | 0
Common - VCT | 09-6522 | S | COMMON AREA |  | SF | 0 | 0.182 | 0% | 0.182 | 0
Common - Rubber Floor (Ecore) | 09-6566 | S | COMMON AREA | Pebble | SF | 2280 | 16.53 | 0% | 16.53 | 37688.4
Common - Carpet Stairs | 09-6802 | S | COMMON AREA | Pebble | Flight Stais | 52 | 462.035 | 0% | 462.035 | 24025.82
Hall Runner Install | 09-6803 | S | COMMON AREA | Pebble | SF | 11241.75 | 1.5 | 0% | 1.5 | 16862.625 |  | Assumption of 25% of corridor SF.
Hall Runner Materials | 09-6804 | S | COMMON AREA | Pebble | SF | 11241.75 | 10 | 0% | 10 | 112417.5 |  | Assumption of 25% of corridor SF.
Painting - Repairs | 09-9101 | A | BUILDING | Allowance | Unit | 390 | 85 | 0% | 85 | 33150
Painting | 09-9101 | S | BUILDING | Torrey Pines | SF | 426549 | 1.84 | 0% | 1.84 | 784850.16
Painting - Walls | 09-9102 | S | BUILDING | N/A |  |  |  | 0% | 0 | 0
Painting - Pool Area | 09-9106 | S | POOL AREA | N/A |  |  |  | 0% | 0 | 0
Wall Covering |  | S | COMMON AREA | N/A |  |  |  | 0% | 0 | 0
Walls - Specialty | 09-9110 | S | COMMON AREA | N/A |  |  |  | 0% | 0 | 0
Specialties | 10 | [9 empty] | 530008
Entry Directory | 10-1300 | S | ON-SITE | N/A |  |  |  | 0% | 0 | 0
Unit Carport Signs | 10-1401 | S | CARPORT | Russell IV | Unit | 390 | 155 | 0% | 155 | 60450
Site Signage | 10-1404 | S | ON-SITE | Allowance | LS | 1 | 6000 | 0% | 6000 | 6000
Entry Sign Letters | 10-1419 | S | ON-SITE | Allowance | LS | 1 | 5000 | 0% | 5000 | 5000
Offsite Street Signs | 10-1454 | S | Offsite | Allowance | LS | 1 | 7000 | 0% | 7000 | 7000
Bath Accessories | 10-2816 | S | BUILDING | Russell IV | Per Bathroom | 553 | 17 | 0% | 17 | 9401
Shower Doors | 10-2919 | S | BUILDING | N/A |  |  |  | 0% | 0 | 0
Fire Places | 10-3000 | S | BUILDING | N/A |  |  |  | 0% | 0 | 0
Fire Places - Pool Area | 10-3200 | S | POOL AREA | N/A |  |  |  | 0% | 0 | 0
BBQ Units | 10-3355 | S | POOL AREA | Arzano | LS | 4 | 3360 | 0% | 3360 | 13440
Lock Boxes | 10-4116 | S | ON-SITE | Allowance | Count | 10 | 600 | 0% | 600 | 6000
Fire Extinguishers | 10-4416 | S | BUILDING | Allowance | Unit | 390 | 80 | 0% | 80 | 31200
Mail Boxes | 10-5523 | S | BUILDING | Rainbow | Unit | 390 | 153 | 10% | 168.3 | 65637 |  | Added 10% to account for new selection of color which is expected to increase price.
Closet Shelving | 10-5723 | S | BUILDING | Torrey Pines | Unit | 390 | 220 | 10% | 242 | 94380 |  | Added 10% escalation to accounf for the 3x2 unit type.
Window Awnings Small | 10-7313 | S | BUILDING | Torrey Pines | LF | 58 | 2500 | 0% | 2500 | 145000 |  | Design Item Could be removed from Budget | [12 empty] | 6 | 35546.6667 | 213280
Window Awnings Large | 10-7313 | S | BUILDING | Torrey Pines | LF | 10 | 8650 | 0% | 8650 | 86500 |  | Design Item Could be removed from Budget | [12 empty] | 6 | 35546.6667 | 213280
Equipment | 11 | [9 empty] | 1248584 | [13 empty] | 4 | 35546.6667 | 142186.6667
Appliances | 11-3013 | S | BUILDING | Pebble | Unit | 390 | 3201.4974 | 0% | 3201.4974 | 1248584 | [16 empty] | 568746.6667
Appliances - Common | 11-3013 | S | BUILDING |  |  |  |  | 0% | 0 | 0
Furnishings | 12 | [9 empty] | 2373780.1008 | [15 empty] | 35546.6667
Dumpsters | 12-0131 | S | DUMPSTERS |  | Unit | 0 | 79 | 0% | 79 | 0
Blinds | 12-2100 | S | BUILDING | Decatur | Per Unit | 390 | 377.7773 | 15% | 434.4439 | 169433.1239 |  | 15% escalation with more bedroom/windows expected.
Cabinets Units | 12-3531 | S | BUILDING | Decatur | Unit | 390 | 3148 | 15% | 3620.2 | 1411878 |  | Added 15% escalation for the 2nd bathroom in 43% as well as to account for increase in price with new cabinet selection at Decatur.
Cabinet Common Areas | 12-3535 | S | BUILDING | Pebble | LS | 2 | 15700 | 0% | 15700 | 31400 |  | Figuring Build 1 and 3 having common area cabinets.
Counter Tops Units | 12-3601 | S | BUILDING | Decatur | Unit | 390 | 1567.6008 | 15% | 1802.741 | 703068.9769 |  | Added 15% escalation for the 2nd bathroom in 43% as well as to account for increase in price with new top selection at Decatur.
Counter Tops Common Areas | 12-3605 | A | BUILDING | Allowance | LS | 2 | 20000 | 0% | 20000 | 40000 |  | Figuring Build 1 and 3 having common area tops.
Counter Tops Pool Area | 12-3608 | S | POOL AREA | N/A |  |  |  | 0% | 0 | 0
BBQ Top | 12-3609 | S | POOL AREA | Allowance | LS | 3 | 6000 | 0% | 6000 | 18000 |  | Figuring Buildings 1, 3, & 4 with 1 top with 2 BBQ's installed at each top.
Special Construction | 13 | [9 empty] | 1538212.8069
Pools and Spas | 13-1113 | S | POOL AREA | Torrey Pines | LS | 1 | 245000 | 0% | 245000 | 245000
Carports | 13-3401 | S | CARPORT | Pebble | Count | 388 | 2762.3793 | 20% | 3314.8552 | 1286163.8069 |  | Providing allowance of 30% of Solar. Added 20% escalation due to our prefer trade changing ownership (sell.)
Pool Equipment Cover | 13-3402 | S | POOL EQUIP | Decatur | Count | 1 | 7049 | 0% | 7049 | 7049
Traffic | 13-G | [9 empty] | 0
Trash Chute | 13-G | S | BUILDING | N/A |  |  |  | 0% | 0 | 0
Conveying Equipment | 14 | [9 empty] | 439560
Elevator | 14-2400 | S | BUILDING | Decatur | Stop | 12 | 35546.6667 | 0% | 35546.6667 | 426560 |  | Using 3 stop Decatur for Hydrolift.
Pool and Spa Lifts | 14-4101 | S | POOL AREA | Russell IV | Count | 2 | 6500 | 0% | 6500 | 13000
Fire Suppression | 21 | [9 empty] | 1203637.99
Sprinkler Design | 21-0600 | S | BUILDING | Allowance | SF | 426549 | 0.06 | 0% | 0.06 | 25592.94
Sprinkler System | 21-1313 | S | BUILDING | Torrey Pines | SF | 426549 | 2.45 | 0% | 2.45 | 1045045.05
Fire Pump | 21-3000 | S | PUMPHOUSE | Torrey Pines | Count | 1 | 133000 | 0% | 133000 | 133000
Plumbing | 22 | [9 empty] | 4655307.1614
1 Bathroom Unit | 22-1001 | S | BUILDING | Torrey Pines | Count | 227 | 10526 | 0% | 10526 | 2389402 |  | Raptor Sovent system at Torrey Pines.
2 Bathroom Unit | 22-1001 | S | BUILDING | Flamingo | Count | 163 | 13713.455 | 0% | 13713.455 | 2235293.1614
Tiny Homes |  | S | BUILDING | N/A |  |  |  | 0% | 0 | 0
Pool Area | 22-1003 | S | POOL AREA | Torrey Pines | LS | 1 | 24612 | 0% | 24612 | 24612 |  | Budgeted at Torrey Pines
Pool Equipment | 22-1007 | S | POOL EQUIP | Allowance | LS | 1 | 6000 | 0% | 6000 | 6000 |  | Budgeted at Torrey Pines
HVAC | 23 | [9 empty] | 4216723.68 | [12 empty] | HVAC | Units | Unit Cost | Total
HVAC Standard | 23-3001 | S | BUILDING | Hualapai | Unit | 390 | 10812.112 | 0% | 10812.112 | 4216723.68 |  | Enix provided budget proposal for Hualapai with new refrigerant. | [11 empty] | 2br 1ba | 52 | 250 | 13000
Electrical | 26 | [9 empty] | 5022821.6915 | [12 empty] | 2br 2ba | 118 | 500 | 59000
Electrical | 26-1001 | S | BUILDING | Torrey Pines | SF | 426549 | 9.27 | 5% | 9.7335 | 4151814.6915 |  | Includes 5% for Additional EV Requirements Allowance | [11 empty] | 3br 2ba | 50 | 750 | 37500
Electrical Fixtures | 26-5001 | S | BUILDING | Pebble | Unit | 390 | 594 | 15% | 683.1 | 266409 |  | Includes 15% due to 2x2 and 3x2 unit types. | [14 empty] | 109500
Building Electrical Fixtures | 26-5002 | S | BUILDING | Russell IV | Unit | 390 | 119 | 0% | 119 | 46410 | [16 empty] | 280.0512
Hall Lighting Fixtures | 26-5003 | S | BUILDING | Russell IV | Unit | 390 | 112 | 0% | 112 | 43680
Carports Electrical | 26-1001 | S | CARPORT | Russell IV | Space | 388 | 138 | 0% | 138 | 53544 | [13 empty] | Fixtures | Units | Unit Cost | Total
Carport Fixtures | 26-5001 | S | CARPORT | Russell IV | Space | 388 | 24 | 0% | 24 | 9312 | [13 empty] | 2br 1ba | 52 | 50 | 2600
Cabana Electrical | 26-1001 | S | POOL AREA | N/A |  |  |  | 0% | 0 | 0 | [13 empty] | 2br 2ba | 118 | 200 | 23600
Cabana Fixtures | 26-5004 | S | POOL AREA | N/A |  |  |  | 0% | 0 | 0 | [13 empty] | 3br 2ba | 50 | 350 | 17500
Street Lights | 26-5613 | S | Offsite | LS | LS | 1 | 275000 | 0% | 275000 | 275000 |  | Includes 11 lights @ $25K btw LV Blvd and Larson (140' on center) and $1.6M place holder for traffic signal on Larson & LV Blvd. | [11 empty] | Ceiling Fans $150 EA |  |  | 43700
Traffic Signal | 26-5613 | S | Offsite | LS | LS | 1 | 100000 | 0% | 100000 | 100000 |  | $100K paceholder for only the street signal pole.
Site Lighting Electrical | 26-1005 | S | ON-SITE | Russell IV | Acre | 15.826 | 1000 | 0% | 1000 | 15826 | [13 empty] | Ceiling Fixtures $25 EA |  |  | 111.7647
Site Lighting Fixtures | 26-5602 | S | ON-SITE | Russell IV | Acre | 15.826 | 1000 | 0% | 1000 | 15826
Pool Lighting Electrical | 26-1004 | S | POOL AREA | Russell IV | LS | 1 | 17000 | 0% | 17000 | 17000
Pool Lighting Fixtures | 26-5603 | S | POOL AREA | Russell IV | LS | 1 | 11000 | 0% | 11000 | 11000
Pool Equipment Electrical | 26-1007 | S | POOL EQUIP | Russell IV | LS | 1 | 2000 | 0% | 2000 | 2000
Pump House Electrical | 26-1001 | S | PUMPHOUSE | Russell IV | LS | 1 | 14250 | 0% | 14250 | 14250
Pump House Fixtures | 26-5001 | S | PUMPHOUSE | Russell IV | LS | 1 | 750 | 0% | 750 | 750
Communications | 27 | [9 empty] | 256063.91
TV and Media | 27-2201 | A | BUILDING | Allowance | LS | 4 | 900 | 0% | 900 | 3600 |  | Per Building
DAS System | 27-3010 | S | BUILDING | Pebble | SF | 426549 | 0.59 | 0% | 0.59 | 251663.91
Pool ADA Phone | 27-3201 | S | POOL AREA | N/A | LS | 1 | 800 | 0% | 800 | 800 |  | Per Pool
Electronic Safety & Security | 28 | [9 empty] | 1225627.1169
Security System | 28-1001 | S | BUILDING | Decatur | Unit | 390 | 581 | 0% | 581 | 226590
Site Security System | 28-2001 | S | ON-SITE | Pebble | Unit | 390 | 442 | 0% | 442 | 172380
Fire Alarm / Two Way Comm AOR | 28-4601 | S | BUILDING | Decatur | SF | 426549 | 1.938 | 0% | 1.938 | 826657.1169 |  | Includes New 520 Hz Tone Requirement
Earthwork | 31 | [9 empty] | 2009333.5559
Construction Water | 31-0121 | S | ON-SITE | Wigwam | Acre | 15.826 | 6331.55 | 0% | 6331.55 | 100203.1103
Dust Control | 31-0122 | S | ON-SITE | Wigwam | Acre | 15.826 | 3485.6 | 0% | 3485.6 | 55163.1056
Demolition | 31-0505 | S | ON-SITE | N/A |  |  | 0 | 0% | 0 | 0
Rock Dirt Haul Off | 31-1492 | S | ON-SITE | Budget | LS | 1 | 100000 | 0% | 100000 | 100000 |  | See Budget File
Mass Grading | 31-2201 | S | ON-SITE | Budget | LS | 1 | 1319548 | 0% | 1319548 | 1319548 |  | Difference is primarly on he import/export CY. Pete's latest rough grading shows close to a balance site (previous 30k vs 5k CY.)
Fine Grade | 31-2216 | S | ON-SITE | Budget | LS | 1 | 43430 | 0% | 43430 | 43430 |  | See Budget File
Hard Dig | 31-2319 | S | ON-SITE | Budget | LS | 1 | 350000 | 0% | 350000 | 350000 |  | Includes milling.
Dewatering | 31-2322 | S | ON-SITE | N/A |  |  | 0 | 0% | 0 | 0
Storm Water Prevention | 31-2501 | S | ON-SITE | Wigwam | Acre | 15.826 | 2590 | 0% | 2590 | 40989.34
Exterior Improvements | 32 | [9 empty] | 7690380.586
Bond Repair | 32-0100 | RR | ON-SITE | Russell IV | LS | 1 | 5000 | 0% | 5000 | 5000
Street Cleaning | 32-0111 | S | OTHER SITE | Russell IV | LS | 1 | 7500 | 0% | 7500 | 7500
Asphalt Sawcut and Removal | 32-0506 | S | ON-SITE | Budget | LS | 1 | 15000 | 0% | 15000 | 15000 |  | See Budget File
Paving | 32-1216 | S | ON-SITE | Budget | LS | 1 | 708863.2 | 0% | 708863.2 | 708863.2 |  | See Budget File
Seal Coat | 32-1236 | S | ON-SITE | Russell IV | SF | 272443 | 0.15 | 0% | 0.15 | 40866.45
Pavers | 32-1401 | S | OTHER SITE | Russell IV | LF | 900 | 7.5 | 0% | 7.5 | 6750
Pool Decks | 32-1402 | S | POOL AREA | Russell IV | SF | 7964 | 7.5 | 0% | 7.5 | 59730
Curbs and Gutters | 32-1613 | S | ON-SITE | Budget | LS | 1 | 172530 | 0% | 172530 | 172530 |  | See Budget File
Tack On Curb | 32-1614 | S | ON-SITE | Budget | LS | 1 | 206646 | 0% | 206646 | 206646 |  | See Budget File
Concrete Flatwork | 32-1623 | S | ON-SITE | Budget | LS | 1 | 309236 | 0% | 309236 | 309236 |  | See Budget File
Bus Pad | 32-1625 | S | OTHER SITE | N/A |  |  |  | 0% | 0 | 0
Pool Hardscape | 32-1626 | S | POOL AREA | Russell IV | LS | 1 | 9660 | 0% | 9660 | 9660
Street Signs / Striping | 32-1700 | S | ON-SITE | Russell IV | Acre | 15.826 | 2476 | 0% | 2476 | 39185.176
Walls Iron | 32-3101 | S | ON-SITE | Budget | LS | 1 | 163650 | 0% | 163650 | 163650 |  | See Budget File
Trash Enclosure Iron Gates | 32-3103 | S | OTHER SITE | Budget | Count | 14 | 2485 | 0% | 2485 | 34790
Site Railings | 32-3104 | A | OTHER SITE | Allowance | LS | 1 | 15000 | 0% | 15000 | 15000
Dog Run Fence | 32-3105 | S | ON-SITE | Torrey Pines | LF | 400 | 70 | 0% | 70 | 28000 |  | Figuring 2 dog parks.
Pool Fence | 32-3106 | S | POOL AREA | Budget | LF | 437 | 75 | 0% | 75 | 32775
Pool Fence Gates | 32-3106 | S | POOL AREA | Budget | Count | 2 | 1950 | 0% | 1950 | 3900
Entry Security Gates | 32-3111 | S | ON-SITE | LS | Count | 2 | 96000 | 0% | 96000 | 192000 |  | We are required to have 2 automated gates per Latest information from planning.
Entry Security Gates Electrical | 32-3112 | S | ON-SITE | LS | Count | 2 | 3555 | 0% | 3555 | 7110 |  | We are required to have 2 automated gates per Latest information from planning.
Entry Gate Transmitters | 32-3113 | S | ON-SITE | N/A |  |  | 44 | 0% | 44 | 0
Entry Gates | 32-3114 | S | ON-SITE | N/A |  |  | 1950 | 0% | 1950 | 0
Temp Fencing | 32-3120 | S | ON-SITE | Russell IV | Acre | 15.826 | 2500 | 0% | 2500 | 39565
Walls Masonry | 32-3201 | S | ON-SITE | Budget | LS | 1 | 545312.68 | 0% | 545312.68 | 545312.68 |  | See Budget File. Adding $50k for the additional wall masonry required by City of Henderson on the north/northeast perimeter,
Walls Pilaster Caps | 32-3202 | S | ON-SITE | Included | LS | 1 | 0 | 0% | 0 | 0 |  | See Budget File
Retaining Walls | 32-3204 | S | ON-SITE | Allowance | LS | 1 | 125000 | 0% | 125000 | 125000 |  | Added $50k to previous budget. This allowance covers the estimated 1,000 LF of 4' retaining wall required on the south project perimeter.
Pool Walls | 32-3208 | A | POOL AREA | Allowance | LS | 1 | 11000 | 0% | 11000 | 11000
Site Furniture Permanent | 32-3343 | A | BUILDING | Allowance | LS | 1 | 7000 | 0% | 7000 | 7000
Site Landscaping | 32-9001 | S | ON-SITE | Torrey Pines | SF | 172517 | 16.34 | 0% | 16.34 | 2818927.78 |  | Average of the last 2 projects (includes GTI proposal on Torrey and Decatur.)
Site Landscaping Lighting | 32-9001 | S | ON-SITE | N/A |  |  |  | 0% | 0 | 0
Site Landscaping Planter Pots | 32-9433 | S | ON-SITE | N/A |  |  |  | 0% | 0 | 0
Offsite Asphalt Sawcut and Removal | 32-0506 | S | Offsite | Allowance | LS | 1 | 25000 | 0% | 25000 | 25000
Offsite Paving | 32-1216 | S | Offsite | Budget | LS | 1 | 1843875.3 | 0% | 1843875.3 | 1843875.3 |  | Total Take of 169k SF of 7"/10" with 1" UTAC. Rocky Mountain Cost Estimate.
Offsite Curbs and Gutters | 32-1613 | S | Offsite | Budget | LS | 1 | 124911 | 0% | 124911 | 124911 |  | See Budget File. Added $81k for Larson island and roundabout.
Offsite Concrete Flatwork | 32-1623 | S | Offsite | Budget | LS | 1 | 91597 | 0% | 91597 | 91597
Utilities | 33 | [9 empty] | 7586858.1757
Temp Power | 33-0501 | A |  | Flamingo | Unit | 390 | 360.1154 | 0% | 360.1154 | 140445 |  | Flamingo actual per unit
Traffic Control, AC Removal and Patch | 33-1001 | A | Offsite | N/A |  |  |  | 0% | 0 | 0
Water | 33-1001 | S | ON-SITE | Budget | LS | 1 | 832918.12 | 0% | 832918.12 | 832918.12 |  | Based on estimated water loop and laterals with Torrey Pines pricing and allowance for hard dig and street work.
Sewer | 33-3001 | S | ON-SITE | Budget | LS | 1 | 394942 | 0% | 394942 | 394942 |  | Based on estimated sewer online run with 11 manholes, Torrey Pines pricing and allowance for hard dig and street work.
Storm Drain | 33-4001 | S |  | N/A |  |  |  | 0% | 0 | 0
Sub Drains | 33-4116 | A |  | Allowance | LS | 1 | 15000 | 0% | 15000 | 15000
Gas | 33-5001 | S | Offsite | Budget | LS | 1 | 112000 | 0% | 112000 | 112000 |  | Per Rich Rial: Las Vegas Blvd. and Welpman. This is roughly 1,400’ away from the project
Electric | 33-7101 | S | ON-SITE | Budget | LS | 1 | 432813 | 0% | 432813 | 432813 |  | Based on 4" conduit run, 4 onsite transformers and allowance for hard dig and street work. NOT ADDING PLACE HOLDER FOR LOWERING COX/DATE LINE CROSSING THE SITE
Secondary Conduit | 33-7102 | A |  | Allowance | LS | 1 | 25000 | 0% | 25000 | 25000
Bollards | 33-7103 | S |  | N/A |  |  |  | 0% | 0 | 0
Cable TV | 33-8201 | S |  | N/A |  |  |  | 0% | 0 | 0
Phone | 33-8202 | S |  | N/A |  |  |  | 0% | 0 | 0
Off Site Water | 33-1001 | S | Offsite | Budget | LS | 1 | 2200067.3967 | 0% | 2200067.3967 | 2200067.3967 |  | Using Pete's Plan B or Worse case scenario where water POC is in Augmon.
Off Site Sewer | 33-3001 | S | Offsite | Budget | LS | 1 | 1474233.6057 | 0% | 1474233.6057 | 1474233.6057 |  | Using Pete's Plan B or Worse case scenario where water POC is in Augmon.
Off Site Storm Drain | 33-4001 | S | Offsite | Budget | LS | 1 | 649389 | 0% | 649389 | 649389 |  | No Update - Based on Pete's latest storm drain marked up plan provided on 12/2/24 meeting.
Off Site Electric | 33-7101 | S | Offsite | Budget | LS | 1 | 1310050.0533 | 0% | 1310050.0533 | 1310050.0533 |  | No Update - Based on a 4,562 LF run of 6" conduit connecting at Power station on Gilespie.
Transportation | 34 | [9 empty] | 15000
Traffic Control | 34-4116 | A | Offsite | Allowance | LS | 1 | 15000 | 0% | 15000 | 15000
Electrical Power Generation | 48 | [9 empty] | 469750
Solar PV System | 48-1413 | S |  | Wigwam | Unit | 390 | 1025 | 0% | 1025 | 399750
Solar PV Conduit | 48-1414 | A |  | Allowance | LS | 1 | 50000 | 0% | 50000 | 50000 |  | Increase allowance to account for EV new requirements.
Car Charging Stations | 48-1913 | A |  | Allowance | LS | 1 | 20000 | 0% | 20000 | 20000
Field Surveys, Staking | 49 | [9 empty] | 427358.9736
Staking | 49-0601 | S |  | Wigwam | LS | 15.826 | 2914 | 0% | 2914 | 46116.964
Re Staking | 49-0602 | S |  | Wigwam | LS | 15.826 | 1542 | 0% | 1542 | 24403.692
Certs and Verifications | 49-0603 | S |  | Wigwam | LS | 15.826 | 1870 | 0% | 1870 | 29594.62
Slab Testing | 49-0801 | S |  | Wigwam | LS | 15.826 | 6618.4 | 0% | 6618.4 | 104742.7984
Grading Testing | 49-0802 | S |  | Wigwam | LS | 15.826 | 4006 | 0% | 4006 | 63398.956
Other Testing | 49-0803 | S |  | Wigwam | LS | 15.826 | 3544.2 | 0% | 3544.2 | 56090.5092
Masonry Testing | 49-0807 | S |  | Wigwam | LS | 15.826 | 816 | 0% | 816 | 12914.016
Pavement Testing | 49-0808 | S |  | Wigwam | LS | 15.826 | 716.4 | 0% | 716.4 | 11337.7464
Third Party Inspections | 49-0950 | S |  | Wigwam | LS | 15.826 | 4976.6 | 0% | 4976.6 | 78759.6716
5th Story Factor | [10 empty] | 0
5th Story Factor |  |  |  | N/A |  |  |  | 0% | 0 | 0
Fire Command Center Control Panel |  |  |  | N/A |  |  |  | 0% | 0 | 0
Smoke Removal System |  |  |  | N/A |  |  |  | 0% | 0 | 0
Stairwell Pressurization |  |  |  | N/A |  |  |  | 0% | 0 | 0
Backup Generator |  |  |  | N/A |  |  |  | 0% | 0 | 0
Elevator Auto Closing Doors |  |  |  | N/A |  |  |  | 0% | 0 | 0
Increase Framing for 5 Story |  |  |  | N/A |  |  |  | 0% | 0 | 0
Increase Footings for 5 Story |  |  |  | N/A |  |  |  | 0% | 0 | 0
Bid Risk | Bid Risk | [9 empty] | 1297092.2553
BABA | [5 empty] | 0% |  |  |  | 0
Bid Risk | [5 empty] | 2% |  |  |  | 1297092.2553 |  | Not including projected tariffs
FFE | FFE Extra | [9 empty] | 1375126.8
Golf Carts | 11-1001 | S |  | Alper | LS | 1 | 10000 | 0% | 10000 | 10000
Convenience Store Equipment | 11-2101 | S |  | N/A |  |  |  | 0% | 0 | 0
Pet Wash | 11-2102 | S |  | Alper | LS | 1 | 21000 | 0% | 21000 | 21000
Office Equipment | 11-2801 | S |  | Russell IV | LS | 1 | 21900 | 0% | 21900 | 21900
Gym Exercise Equipment | 11-6613 | S |  | Russell IV | Cost per SF | 2280 | 56.81 | 0% | 56.81 | 129526.8
Playground / Basketball Hoop | 11-6813 | S |  | N/A |  |  |  | 0% | 0 | 0
Maintenance Shop Equipment | 11-8101 | S |  | Russell IV | LS | 1 | 15000 | 0% | 15000 | 15000
Maintenance Shop Start Up Supplies | 11-8102 | S |  | Russell IV | LS | 1 | 5000 | 0% | 5000 | 5000
Fixed Asset Misc. | 11-8105 | S |  | N/A |  |  |  | 0% | 0 | 0
Interior Furniture | 12-5000 | S |  | Allowance | LS | 1 | 1000000 | 0% | 1000000 | 1000000
Exterior Furniture | 12-5483 | S |  | Allowance | LS | 1 | 150000 | 0% | 150000 | 150000 |  | Based on 1 pool and 4 courtyards.
Rec Building TV Media Computer | 27-2201 | S |  | Russell IV | LS | 1 | 19500 | 0% | 19500 | 19500
Rec Building Telephone System | 27-3202 | S |  | Russell IV | LS | 1 | 2000 | 0% | 2000 | 2000
Maintenance Radios | 27-3243 | S |  | Russell IV | LS | 1 | 1200 | 0% | 1200 | 1200
Construction Contingency | 55 | [9 empty] | 3915000
Construction Contingency | 55-9800 |  |  |  |  | 5% |  |  |  | 3915000 |  | Hard coded number
Sub Bonds | 50 | [9 empty] | 800000
Sub Bonds | 50-9950 | B |  |  |  | 1.3% |  |  |  | 800000 |  | Hard coded number
GL Insurance | 50 | [9 empty] | 707000
GL Insurance | 50-0001 |  |  |  | 3.03 per $1,000 | 3.03 |  |  |  | 365000 |  | Hard coded number
Misc. | 50-0001 |  |  |  | 5% of GL Ins. | 5% |  |  |  | 17000 |  | Hard coded number
Umbrella | 50-0001 |  |  |  | 95% of GL Ins. | 95% |  |  |  | 325000 |  | Hard coded number
Contractor Fee | 56 | [9 empty] | 5522706.5457
Overhead | 56 |  |  |  |  | 2% |  |  |  | 1380676.6364
Contractor Fee | 56 |  |  |  |  | 6% |  |  |  | 4142029.9093
Total Hard Costs | [10 empty] | 82551538.3668
0
General Requirements | 01 |  |  | 4080000 | [10 empty] | 6% General Conditions
Existing Conditions | 02 |  |  | 12000 | [10 empty] | 66229739.5658
Concrete | 03 |  |  | 2681833.92 | [10 empty] | 3973784.3739
Parking Garage | 03-G |  |  | 0 | [10 empty] | 152837.8605
Masonry | 04 |  |  | 208800
Metals | 05 |  |  | 500854
Wood, Plastics, & Composites | 06 |  |  | 10684047.1085
Thermal & Moisture Protection | 07 |  |  | 2256526.47
Openings | 08 |  |  | 639151.7895
Finishes | 09 |  |  | 6962391.7292
Specialties | 10 |  |  | 530008
Equipment | 11 |  |  | 1248584
Furnishings | 12 |  |  | 2373780.1008
Special Construction | 13 |  |  | 1538212.8069
Trash Chute | 13-G |  |  | 0
Conveying Equipment | 14 |  |  | 439560
Fire Suppression | 21 |  |  | 1203637.99
Plumbing | 22 |  |  | 4655307.1614
HVAC | 23 |  |  | 4216723.68
Electrical | 26 |  |  | 5022821.6915
Communications | 27 |  |  | 256063.91
Electronic Safety & Security | 28 |  |  | 1225627.1169
Earthwork | 31 |  |  | 2009333.5559
Exterior Improvements | 32 |  |  | 7690380.586
Utilities | 33 |  |  | 7586858.1757
Transportation | 34 |  |  | 15000
Electrical Power Generation | 48 |  |  | 469750
Field Surveys, Staking | 49 |  |  | 427358.9736
5th Story Factor |  |  |  | 0
Bid Risk |  |  |  | 1297092.2553
FFE |  |  |  | 1375126.8
Construction Contingency | 55 |  |  | 3915000
Sub Bonds | 50 |  |  | 800000
GL Insurance | 50 |  |  | 707000
Contractor Fee | 56 |  |  | 5522706.5457
Total Hard Costs |  |  |  | 82551538.3668
0
Cost Code
Total
01 - General Requirements | 01 |  |  |  | 4080000
02 - Existing Conditions | 02 |  |  |  | 12000
03 - Concrete | 03 |  |  |  | 2681833.92
04 - Masonry | 04 |  |  |  | 208800
05 - Metals | 05 |  |  |  | 500854
06 - Wood, Plastics, & Composites | 06 |  |  |  | 10684047.1085
07 - Thermal & Moisture Protection | 07 |  |  |  | 2256526.47
08 - Openings | 08 |  |  |  | 639151.7895
09 - Finishes | 09 |  |  |  | 6962391.7292
10 - Specialties | 10 |  |  |  | 530008
11 - Equipment | 11 |  |  |  | 1248584
12 - Furnishings | 12 |  |  |  | 2373780.1008
13 - Special Construction | 13 |  |  |  | 1538212.8069
14 - Conveying Equipment | 14 |  |  |  | 439560
21 - Fire Suppression | 21 |  |  |  | 1203637.99
22 - Plumbing | 22 |  |  |  | 4655307.1614
23 - HVAC | 23 |  |  |  | 4216723.68
26 - Electrical | 26 |  |  |  | 5022821.6915
27 - Communications | 27 |  |  |  | 256063.91
28 - Electronic Safety & Security | 28 |  |  |  | 1225627.1169
31 - Earthwork | 31 |  |  |  | 2009333.5559
32 - Exterior Improvements | 32 |  |  |  | 7690380.586
33 - Utilities | 33 |  |  |  | 7586858.1757
34 - Transportation | 34 |  |  |  | 15000
48 - Electrical Power Generation | 48 |  |  |  | 469750
49 - Field Surveys, Staking | 49 |  |  |  | 427358.9736
Bid Risk | Bid Risk |  |  |  | 1297092.2553
FFE Extra | FFE Extra |  |  |  | 1375126.8
50 - Sub Bonds | 50 |  |  |  | 1507000
55 - Construction Contingency | 55 |  |  |  | 3915000
56 - Contractor Fee | 56 |  |  |  | 5522706.5457
Total |  |  |  |  | 82551538.3668
check |  |  |  |  | 0
FOR ADJUSTMENTS
Appliances, Flooring & Blinds
Flooring - Units | 09-6001 |  |  |  | 692417.7442 | 09
Common Wood | 09-6401 |  |  |  | 0 | 09
Common Vinyl | 09-6517 |  |  |  | 0 | 09
Hall Flooring | 09-6520 |  |  |  | 161823.13 | 09
Hall Flooring - Elevators | 09-6520A |  |  |  | 0 | 09
Common - Plank | 09-6521 |  |  |  | 0 | 09
Common - VCT | 09-6522 |  |  |  | 0 | 09
Common - Rubber Floor | 09-6566 |  |  |  | 37688.4 | 09
Common - Carpet | 09-6802 |  |  |  | 24025.82 | 09
Appliances | 11-3013 |  |  |  | 1248584 | 11
Blinds | 12-2100 |  |  |  | 169433.1239 | 12
Total Appliances, Flooring & Blinds |  |  |  |  | 2333972.2181
Site Work
Major Categories
Existing Conditions | 2 |  |  |  | 12000
Earthwork | 31 |  |  |  | 2009333.5559
Exterior Improvements | 32 |  |  |  | 7690380.586
Utilities | 33 |  |  |  | 7586858.1757
Transportation | 34 |  |  |  | 15000
Electrical Power Generation | 48 |  |  |  | 469750
Minor Categories
Carports | 13-3401 |  |  |  | 1286163.8069
Dumpsters | 06-0111 |  |  |  | 0
Gazebo |  |  |  |  | 0
Other Site |  |  |  |  | 0
Pools and Spas | 13-1113 |  |  |  | 245000
Offsite Street Signs | 10-1454OFFSITE |  |  |  | 0
Street Lights | 26-5613OFFSITE |  |  |  | 0
Pump House Concrete | 03-3101 |  |  |  | 1806719.4
Total Site Work |  |  |  |  | 21121205.5245
Offsite Asphalt Sawcut and Removal | 32-0506OFFSITE |  |  | already included in 32
Offsite Paving | 32-1216OFFSITE |  |  | already included in 32
Offsite Curbs and Gutters | 32-1613OFFSITE |  |  | already included in 32
Offsite Concrete Flatwork | 32-1623OFFSITE |  |  | already included in 32
Storm Drain | 33-4001OFFSITE |  |  | already included in 33
Off Site Water | 33-1001OFFSITE |  |  | already included in 33
Off Site Sewer | 33-3001OFFSITE |  |  | already included in 33
Off Site Electric | 33-7101OFFSITE |  |  | already included in 33
Traffic Control | 34-4116OFFSITE |  |  | already included in 34
Pump House Concrete | 03-3101
HOME FUNDS INELIGIBLE COSTS
Offsite Work
Offsite Street Signs | 10-1454OFFSITE |  |  |  | 0
Street Lights | 26-5613OFFSITE |  |  |  | 0
Offsite Asphalt Sawcut and Removal | 32-0506OFFSITE |  |  |  | 0
Offsite Paving | 32-1216OFFSITE |  |  |  | 0
Offsite Curbs and Gutters | 32-1613OFFSITE |  |  |  | 0
Offsite Concrete Flatwork | 32-1623OFFSITE |  |  |  | 0
Off Site Water | 33-1001OFFSITE |  |  |  | 0
Off Site Sewer | 33-3001OFFSITE |  |  |  | 0
Storm Drain | 33-4001OFFSITE |  |  |  | 0
Off Site Electric | 33-7101OFFSITE |  |  |  | 0
Traffic Control | 34-4116OFFSITE |  |  |  | 0
Other Ineligible Costs
Major Categories
Parking Garage | 03-G |  |  |  | 0
Minor Categories
Pump House Concrete | 03-3101 |  |  |  | 1806719.4
Pool Area Shower Concrete | 03-3105 |  |  |  | 2500
Cabana Concrete | 03-3107 |  |  |  | 0
Pool Equipment Foundation | 03-3108 |  |  |  | 0
Deck Concrete | 03-5001 |  |  |  | 64575.68
Masonry Veneer Pool Area | 04-4305 |  |  |  | 6000
Pool Equipment Shower Stone | 04-4306 |  |  |  | 9000
Cabana Iron | 05-7004 |  |  |  | 0
Pool Equipment Gate | 05-7005 |  |  |  | 1950
Cabana Framing | 06-1109 |  |  |  | 0
BBQ Framing | 06-1110 |  |  |  | 10000
Fireplace Framing | 06-1111 |  |  |  | 0
Trellis | 06-1114 |  |  |  | 0
BBQ Trim | 06-2006 |  |  |  | 4800
Cabana Roofing | 07-3002 |  |  |  | 7500
Pump House Roofing | 07-3002 |  |  |  | 7500
Pool Equipment Windows | 08-5303 |  |  |  | 0
Pool Glass Walls | 08-8001 |  |  |  | 0
Stucco - Pump House | 09-2423 |  |  |  | 1072049.72
Stucco - Cabana | 09-2423 |  |  |  | 1072049.72
Stucco - Pool Wall | 09-2423 |  |  |  | 1072049.72
Unit Carport Signs | 10-1401 |  |  |  | 60450
Fire Places - Pool Area | 10-3200 |  |  |  | 0
BBQ Units | 10-3355 |  |  |  | 13440
BBQ Top | 12-3609 |  |  |  | 18000
Pools and Spas | 13-1113 |  |  |  | 245000
Carports | 13-3401 |  |  |  | 1286163.8069
Pool Equipment Cover | 13-3402 |  |  |  | 7049
Pool and Spa Lifts | 14-4101 |  |  |  | 13000
Pool Area | 22-1003 |  |  |  | 24612
Pool Equipment | 22-1007 |  |  |  | 6000
Carports Electrical | 26-1001 |  |  |  | 4219608.6915
Carport Fixtures | 26-5001 |  |  |  | 276471
Cabana Electrical | 26-1001 |  |  |  | 4219608.6915
Cabana Fixtures | 26-5004 |  |  |  | 0
Pool Lighting Electrical | 26-1004 |  |  |  | 17000
Pool Lighting Fixtures | 26-5603 |  |  |  | 11000
Pool Equipment Electrical | 26-1007 |  |  |  | 2000
Pump House Electrical | 26-1001 |  |  |  | 4219608.6915
Pump House Fixtures | 26-5001 |  |  |  | 276471
Pool Decks | 32-1402 |  |  |  | 59730
Pool Hardscape | 32-1626 |  |  |  | 9660
Pool Fence | 32-3106 |  |  |  | 36675
Pool Walls | 32-3208 |  |  |  | 11000
Pet Wash | 11-2102 |  |  |  | 21000
Office Equipment | 11-2801 |  |  |  | 21900
Gym Exercise Equipment | 11-6613 |  |  |  | 129526.8
Playground / Basketball Hoop | 11-6813 |  |  |  | 0
Rec Building TV Media Computer | 27-2201 |  |  |  | 23100
Rec Building Telephone System | 27-3202 |  |  |  | 2000

## Level 1 (hidden)
Project Details |  |  | Unit Breakdown |  |  |  | Breakdown Per Building | [7 empty] | List of Take offs |  |  | List of Take offs |  |  | List of Take offs
Project | West Henderson |  | Unit Type | Number | % |  | Bldg. | Levels | Unit | 1 Br - 1 Ba | 2 Br - 1 Ba | 2 Br - 2 Ba | 3 Br - 2 Ba | GSF | Slab SF | 172112 | GSF (Provided in Matrix) | 1 Br - 1 Ba Counter | 8791.11 | SF | 1 Br - 1 Ba Cab |  | SF | [12 empty] | Finish Carpentry |  |  |  |  | Exhaust Per Building
Budget Level | Level 1 |  | Studios | 0 | 0% |  | 1 | 3 | 169 | 87 | 17 | 48 | 17 | 185654 | Elevators | 6 | Count | 2 Br - 1 Ba Counter | 2837.12 | SF | 2 Br - 1 Ba Cab |  | SF | Railing Estimate |  |  |  | Building 3 | 147 |  | Stucco |  |  | Building 3 | 61455 | Unit Type | Number | TP $ | % | % | Building | Floors | U / Floor | Total Units | Cost / U | Total
Product | Affordable |  | 1 Br - 1 Ba | 171 | 43.85% |  | 2 | 2 | 24 | 9 | 7 | 8 | 0 | 24392 | Elevators Stops | 16 | Count | 2 Br - 2 Ba Counter | 2893.8 | SF | 2 Br - 2 Ba Cab |  | SF | Building 1 |  |  |  |  | 98 |  | Building 1 |  |  |  |  | Studios | 0 | 3192.5 | 0% | 3192.5 | Building 1 | 3 | 9 | 27 | 275 | 7425
UPDATED | 2024-12-04 |  | 2 Br - 1 Ba | 52 | 13.33% |  | 3 | 2 | 116 | 52 | 11 | 32 | 21 | 128501 | Trash Encl. | 14 | Provided in Site Plan | 3 Br - 2 Ba Counter | 3617.18 | SF | 3 Br - 2 Ba Cab |  | SF | Northwest | 190 |  |  |  | 176 |  | Northwest | 19256 |  |  |  | 1 Br - 1 Ba | 171 | 3192.5 | 0% | 3192.5 | Building 2 | 2 | 2 | 4 | 275 | 1100
Timeline | 26 |  | 2 Br - 2 Ba | 118 | 30.26% |  | 4 | 3 | 57 | 14 | 10 | 22 | 11 | 68972 | Stairs | 21 | Count | 1x1 Decks | 3268 | SF | Landscaping Bldg. 1 |  | SF | Southwest | 146 |  |  |  | 70 |  | Southwest | 8980 |  |  |  | 2 Br - 1 Ba | 52 | 3192.5 | 0% | 3192.5 | Building 3 | 2 | 9 | 18 | 275 | 4950
Floors | 2 & 3 Levels |  | 3 Br - 2 Ba | 49 | 12.56% |  | 5 | 2 | 24 | 9 | 7 | 8 | 0 | 24392 | Pool | 1 |  | 2x1 Decks |  | SF | Landscaping Bldg. 2 |  | SF | Northeast | 118 |  |  |  | 491 |  | Northeast | 8850 |  |  |  | 2 Br - 2 Ba | 118 | 3192.5 | 10% | 3511.75 | Building 4 | 3 | 3 | 9 | 275 | 2475
Bldg. SF | 431911 |  | Totals | 390 | 100% |  | Totals | 12 | 390 | 171 | 52 | 118 | 49 | 431911 | Gym | 1 |  | Lightweight | 256531 | SF | Landscaping Bldg. 3 |  | SF | Southeast | 306 | [5 empty] | Southeast | 19965 |  |  |  | 3 Br - 2 Ba | 49 | 3192.5 | 20% | 3831 | Building 5 | 2 | 2 | 4 | 275 | 1100
Acres | 15.826 |  | Parking | [11 empty] | Iron Rail | 2728 | LF | Pavers | 900 | SF | Landscaping Bldg. 4 |  | SF | More | 132 | 892 |  |  |  |  | More | 24325 | 81376 |  |  | Totals | 390 |  |  | 3369.3154 | [5 empty] | 17050
Site SF | 689380.56 |  | Garage Parking |  | 0 | [9 empty] | Roofing | 1745.48 | Square | Pool Deck | 7964 | SF | Landscaping Bldg. 5 |  | SF | [16 empty] | 176.8154
Buildings | 5 |  | Cover Parking |  | 388 | [9 empty] | Stucco | 26012 | Square Yard | Pool Fence | 437 | LF | Corridor Bldg. 1 | 19607 | SF | Building 2 & 5 |  |  |  | Building 4 | 112 |  | Building 2 & 5 |  |  | Building 4 | 29517 |  |  |  |  | 5.538%
Reports Available |  |  | Open Parking |  | 403 | [9 empty] | Livable Area | 332276 | SF | Dog Park Fence | 400 | LF | Corridor Bldg. 2 | 2180 | SF | Northwest |  |  |  |  | 160 |  | Northwest
Site Evaluation Report (GCW) | 2023-05-16 |  | Accessible Parking |  | 16 | [9 empty] | Carports | 388 | Count | Common Bldg. 1 | 7476 | SF | Corridor Bldg. 3 | 14333 | SF | Southwest |  |  |  |  | 144 |  | Southwest
Soils Report (Universal) | N |  | Private Garages |  | 0 |  |  |  | TOTAL COST |  | 84590981.3535 |  |  |  | Stairs Landings | 60 | Landings | Common Bldg. 2 | 0 | SF | Corridor Bldg. 4 | 6594 | SF | Northeast |  |  |  |  | 84 |  | Northeast
Alta Survey (Wallace) | N |  | Total Parking Provided |  | 807 |  |  |  | PER UNIT |  | 216899.9522 |  |  |  | Pump House | 1 | EA | Common Bldg. 3 | 1888 | SF | Corridor Bldg. 5 | 2180 | SF | Southeast | 160 | 320 |  |  | 500 |  | Southeast | 14730 | 29460
Plans | N |  | Parking Ratio |  | 2.0692 |  |  |  | PER GSF |  | 195.8528 |  |  |  | Lock Boxes | 10 | EA | Common Bldg. 4 | 1557 | SF | BBQ | 6 | Count
NVE Planning Memo | 2023-04-27 | [13 empty] | Awning Small | 72 | EA | Common Bldg. 5 | 0 | SF | Fire Pumps | 1 | Count | B1B Railings | 775 | [5 empty] | B1B Railings | 775
[15 empty] | Awning Large | 11 | EA | HVAC ADD Count | 138.4615 |  | Asphalt | 277500
Description | Cost Code | Cost Category | Sub job | Source | Unit Meas. | Quantity | Unit Cost | Escalation % | T. Unit Cost | Sub Total | Total | Description / Details
General Requirements | 01 | [9 empty] | 4240149 | Hard coded number
General Requirements | 01 | S |  |  | Mo | 26 | 163082.6538 | 0% | 163082.6538 | 4240149
Existing Conditions | 02 | [9 empty] | 12000
Potholing | 02-3213 | S | ON-SITE | Allowance |  | 1 | 12000 | 0% | 12000 | 12000
Concrete | 03 | [9 empty] | 2934605.2
Slabs | 03-3101 | S | BUILDING | Torrey Pines | SF | 172112 | 11.99 | 0% | 11.99 | 2063622.88 |  | Conventional slab
Deepened Footings | 03-3101 | S | BUILDING | N/A |  |  |  |  | 0 | 0
Concrete Slab Repairs | 03-3101 | RR | BUILDING | Allowance | LS | 1 | 7500 | 0% | 7500 | 7500 | [18 empty] | 8910
Pump House Concrete | 03-3101 | S | PUMPHOUSE | Torrey Pines | SF | 300 | 11.99 |  | 11.99 | 3597
Trash Enclosure Concrete | 03-3102 | S | OTHER SITE | Torrey Pines | Count | 14 | 2757.75 | 0% | 2757.75 | 38608.5
Pool Area Shower Concrete | 03-3105 | S | POOL AREA | Torrey Pines | LS | 1 | 2500 | 0% | 2500 | 2500
Cabana Concrete | 03-3107 | S | POOL AREA | N/A |  |  |  |  | 0 | 0 | [13 empty] | Railings |  |  | Length Ea | Bldg 1 | Bldg 2 | Bldg 3 | Bldg 4 | Bldg 5
Pool Equipment Foundation | 03-3108 | S | POOL EQUIP | N/A |  |  |  |  | 0 | 0 | [14 empty] | Outside Corner Units |  | 36 | 504 | 72 | 252 | 288 | 72
Lightweight Concrete | 03-3116 | S | BUILDING | Torrey Pines | SF | 256531 | 2.94 | 0% | 2.94 | 754201.14 | [14 empty] | Inside Corner Units |  | 13 | 260 | N/A | 104 | 104 | N/A
Deck Concrete | 03-5001 | S | BUILDING | Torrey Pines | SF | 3268 | 19.76 | 0% | 19.76 | 64575.68 | [14 empty] | Small Railings |  | 8 | 416 | 96 | 224 | 240 | 96
Parking Garage | 03-G | [9 empty] | 0 | [16 empty] | 1180 | 168 | 580 | 632 | 168 | 2728
Parking Garage Structure |  | S |  | N/A |  |  |  |  | 0 | 0
Core Slab Precast Concrete |  | S |  | N/A |  |  |  |  | 0 | 0 | [13 empty] | Lightweight |  |  |  | Bldg 1 | Bldg 2 | Bldg 3 | Bldg 4 | Bldg 5
Concrete Slab on Grade |  | S |  | N/A |  |  |  |  | 0 | 0 | [14 empty] | Level 2 |  | SF | 58443 | 11690 | 60733 | 21672 | 11690
Concrete Topping Slab 4" / Level |  | S |  | N/A |  |  |  |  | 0 | 0 | [14 empty] | Level 3 |  | SF | 58422 | N/A | N/A | 21672 | N/A
Electrical |  | S |  | N/A |  |  |  |  | 0 | 0 | [14 empty] | Total |  | SF | 116865 | 11690 | 60733 | 43344 | 11690 | 244322
Dry Sprinklers |  | S |  | N/A |  |  |  |  | 0 | 0
Mechanical Ventilation |  | S |  | N/A |  |  |  |  | 0 | 0
Stairs and Railings |  | S |  | N/A |  |  |  |  | 0 | 0
Masonry | 04 | [9 empty] | 246800
Elevator Shaft | 04-2201 | S | BUILDING | Torrey Pines | Per Stop | 16 | 9500 | 0% | 9500 | 152000
Trash Enclosure | 04-2202 | S | OTHER SITE | Torrey Pines | Count | 14 | 5700 | 0% | 5700 | 79800
Masonry Veneer | 04-4301 | S | ON-SITE | N/A |  |  |  |  | 0 | 0
Masonry Veneer Pool Area | 04-4305 | S | POOL AREA | Russell IV | LS | 1 | 6000 | 0% | 6000 | 6000
Pool Eq. Shower Stone | 04-4306 | A | POOL EQUIP | Torrey Pines | LS | 1 | 9000 | 0% | 9000 | 9000
Metals | 05 | [9 empty] | 522166
Structural Steel | 05-1201 | S | BUILDING | Allowance | LS | 1 | 125000 | 0% | 125000 | 125000 |  | Bldg 1 only
Elevator Shaft Iron | 05-1202 | S | BUILDING | Torrey Pines | Count | 6 | 4040 | 0% | 4040 | 24240
Stair Handrails | 05-5201 | S | BUILDING | Torrey Pines | Per Level | 60 | 2000 | 0% | 2000 | 120000
Garage Stair Railings | 05-5201 | S | BUILDING | N/A |  |  | 0 | 0% | 0 | 0
Cabana Iron | 05-7004 | S | POOL AREA | N/A |  |  | 0 | 0% | 0 | 0
Pool Equipment Gate | 05-7005 | S | POOL EQUIP | Torrey Pines | Count | 1 | 1950 | 0% | 1950 | 1950
Iron Railings | 05-7300 | S | BUILDING | Torrey Pines | LF | 2728 | 92 | 0% | 92 | 250976
Cable Railings | 05-7316 | S | COMMON AREA | N/A |  |  | 0 | 0% | 0 | 0
Wood, Plastics, & Composites | 06 | [9 empty] | 10820813.2861
Dumpsters | 06-0111 | S | DUMPSTERS |  |  |  | 79 | 0% | 79 | 0
Framing | 06-1100 | S | BUILDING | See Note | SF | 431911 | 20.96 | 0% | 20.96 | 9052854.56 |  | 12 Month Moving Average
Framing - Crane | 06-1100 | S | BUILDING | N/A |  |  |  | 0% | 0 | 0
Cabana Framing | 06-1109 | S | COMMON AREA | N/A |  |  |  | 0% | 0 | 0
BBQ Framing | 06-1110 | S | COMMON AREA | Allowance | LS | 6 | 2500 | 0% | 2500 | 15000
Fireplace Framing | 06-1111 | S | COMMON AREA | N/A |  |  |  | 0% | 0 | 0
Trellis | 06-1114 | S | BUILDING | N/A |  |  |  | 0% | 0 | 0
Pool Equipment Framing | 06-1114 | S | POOL EQUIP | N/A |  |  |  | 0% | 0 | 0
Finish Carpentry - Units | 06-2001 | S | BUILDING | Torrey Pines | LSF | 332276 | 4.3045 | 0% | 4.3045 | 1430266.6423
Finish Carpentry - Common | 06-2001 | S | COMMON AREA | Torrey Pines | Common SF | 99635 | 3.1665 | 0% | 3.1665 | 315492.0838
BBQ Trim | 06-2006 | S | COMMON AREA | Allowance | LS | 6 | 1200 | 0% | 1200 | 7200
Shutters | 06-4919 | S | BUILDING | N/A |  |  |  | 0% | 0 | 0
Thermal & Moisture Protection | 07 | [9 empty] | 2429272.57
Insulation | 07-2101 | S | BUILDING | Torrey Pines | SF | 431911 | 2.7 | 0% | 2.7 | 1166159.7
Roofing | 07-3001 | S | BUILDING | Torrey Pines | Square | 1745.48 | 603 | 0% | 603 | 1052524.44
Cabana Roofing | 07-3002 | S | COMMON AREA | N/A |  |  |  | 0% | 0 | 0
Pump House Roofing | 07-3002 | S | PUMPHOUSE | Allowance | LS | 1 | 7500 | 0% | 7500 | 7500
Pool Equipment Roofing | 07-3003 | S | POOL EQUIP | Allowance | LS | 1 | 7500 | 20% | 9000 | 9000 |  | Baja Cover. Added 20% escalation due to Baja company sold to equity firm.
Trash Enclosure Cover | 07-6101 | S | OTHER SITE | Decatur | Count | 14 | 5800 | 20% | 6960 | 97440 |  | Baja Cover. Added 20% escalation due to Baja company sold to equity firm.
Pigeon Proofing | 07-7001 | S | BUILDING | Torrey Pines | SF | 431911 | 0.08 | 0% | 0.08 | 34552.88
Gutters and Downspouts | 07-7124 | S | BUILDING | Torrey Pines | SF | 431911 | 0.05 | 0% | 0.05 | 21595.55
Roof Ladders | 07-7210 | S | BUILDING | Torrey Pines | Count | 10 | 1550 | 0% | 1550 | 15500 |  | 2 Per building
Roof Access Doors | 07-7233 | S | BUILDING | Torrey Pines | Count | 10 | 2500 | 0% | 2500 | 25000 |  | 2 Per building
Roof Winch | 07-7250 | S | BUILDING | N/A |  |  |  | 0% | 0 | 0
Openings | 08 | [9 empty] | 639799.7895
Dumpsters | 08-0151 | S | DUMPSTERS |  |  |  | 79 | 0% | 79 | 0
Entry Doors | 08-1001 | S | COMMON AREA | N/A |  |  |  | 0% | 0 | 0
Common Doors | 08-1002 | S | COMMON AREA | Included |  |  |  | 0% | 0 | 0
Pocket Doors - 3 Panel | 08-1002 | S | BUILDING | N/A |  |  |  | 0% | 0 | 0
Garage Doors | 08-3619 | S | BUILDING | N/A |  |  |  | 0% | 0 | 0
Windows and Sliding Glass Doors | 08-5301 | S | BUILDING | Torrey Pines | Per Unit | 390 | 1157.8947 | 15% | 1331.5789 | 519315.7895 |  | Included the latest efficiency requirement. 15% escalation with more bedrooms/windows expected.
Windows Repair and Replacement | 08-5301 | RR | BUILDING | Allowance | Per Unit | 390 | 75 | 0% | 75 | 29250
Pool Equipment Windows | 08-5303 | S | POOL EQUIP | N/A |  |  |  | 0% | 0 | 0
Pool Glass Walls | 08-8001 | S | POOL AREA | N/A |  |  |  | 0% | 0 | 0
Fixed Glass | 08-8002 | S | BUILDING | N/A |  |  |  | 0% | 0 | 0
Mirrors - LED | 08-8301 | S | BUILDING | N/A |  |  |  | 0% | 0 | 0
Mirrors - LED Install | 08-8302 | S | BUILDING | N/A |  |  |  | 0% | 0 | 0
Mirrors - Framed | 08-8301 | S | BUILDING | N/A |  |  |  | 0% | 0 | 0
Mirrors - Polished Edges (Units) | 08-8301 | S | BUILDING | Pebble | Unit | 557 | 162 | 0% | 162 | 90234
Mirrors - Polished Edges (Restrooms) | 08-8301 | S | BUILDING | Allowance | Count | 4 | 250 | 0% | 250 | 1000
Finishes | 09 | [9 empty] | 7023592.8142
Cost Prep Labor | 09-0101 | S | BUILDING |  |  |  | 0.05 | 0% | 0.05 | 0
Cost Prep Mat | 09-0102 | S | BUILDING | Allowance | LS | 1 | 25000 | 0% | 25000 | 25000
Clean Up - Final | 09-0103 | S | BUILDING | Torrey Pines | SF | 431911 | 0.85 | 0% | 0.85 | 367124.35
Clean Up - During Construction | 09-0104 | S | BUILDING | Allowance | LS | 1 | 75000 | 0% | 75000 | 75000
Dumpsters | 09-0113 | S | DUMPSTERS | Latest | Unit | 390 | 79 | 0% | 79 | 30810
Clean Up - Hauling Exterior | 09-0121 | S | ON-SITE | Allowance | LS | 1 | 10000 | 0% | 10000 | 10000
Stucco | 09-2423 | S | BUILDING | See Note | SY | 26012 | 42.3 | 0% | 40.81 | 1061549.72 |  | Average over the last 3 projects (S. Nellis, Torrey and Decatur.)
Stucco - Pump House | 09-2423 | A | PUMPHOUSE | Allowance | LS | 1 | 6000 | 0% | 6000 | 6000
Stucco - Walls | 09-2424 | S | POOL AREA | N/A |  |  |  | 0% | 0 | 0
Stucco - Pool Area | 09-2428 | A | POOL AREA | Allowance | LS | 1 | 2000 | 0% | 2000 | 2000
Stucco - Cabana | 09-2429 | S | POOL AREA | N/A |  |  |  | 0% | 0 | 0
Stucco - Pool Equipment | 09-2430 | S | POOL EQUIP | N/A |  |  |  | 0% | 0 | 0
Stucco - Repairs | 09-2423 | A | BUILDING | Allowance | LS | 1 | 4500 | 0% | 4500 | 4500
Drywall | 09-2905 | S | BUILDING | Torrey Pines | SF | 431911 | 8.02 | 0% | 8.02 | 3463926.22
Drywall - Repairs | 09-2905 | A | BUILDING | Allowance | Unit | 390 | 85 | 0% | 85 | 33150
Tile Tubs and Showers | 09-3001 | S | BUILDING | N/A |  |  |  | 0% | 0 | 0
Common Tile | 09-3002 | S | COMMON AREA | Pebble | LS | 1 | 67657 | 0% | 67657 | 67657
Kitchen Backsplash | 09-3003 | S | BUILDING | N/A |  |  |  | 0% | 0 | 0
Cabana Tile | 09-3008 | S | POOL AREA | N/A |  |  |  | 0% | 0 | 0
Flooring - Units | 09-6001 | S | BUILDING | Decatur | SY | 36919.5556 | 18.7548 | 0% | 18.7548 | 692417.7442 |  | RMI proposal for Decatur using Vinyl Plank RMX/Urban.
Common Wood | 09-6401 | S | COMMON AREA |  |  | 0 | 30184 | 0% | 30184 | 0
Common Vinyl | 09-6517 | S | COMMON AREA |  |  | 0 | 1994 | 0% | 1994 | 0
Hall Flooring | 09-6520 | S | COMMON AREA | Pebble | SF | 431911 | 0.37 | 0% | 0.37 | 159807.07
Hall Flooring - Elevators | 09-6520 | A | COMMON AREA | Allowance | Count | 6 | 1000 | 0% | 1000 | 6000
Common - Plank | 09-6521 | S | COMMON AREA |  | SF | 0 | 0.090909 | 0% | 0.090909 | 0
Common - VCT | 09-6522 | S | COMMON AREA |  | SF | 0 | 0.182 | 0% | 0.182 | 0
Common - Rubber Floor (Ecore) | 09-6566 | S | COMMON AREA | Pebble | SF | 2280 | 16.53 | 0% | 16.53 | 37688.4
Common - Carpet Stairs | 09-6802 | S | COMMON AREA | Pebble | Flight Stais | 52 | 462.035 | 0% | 462.035 | 24025.82
Hall Runner Install | 09-6803 | S | COMMON AREA | Pebble | SF | 11223.5 | 1.5 | 0% | 1.5 | 16835.25 |  | Assumption of 25% of corridor SF.
Hall Runner Materials | 09-6804 | S | COMMON AREA | Pebble | SF | 11223.5 | 10 | 0% | 10 | 112235 |  | Assumption of 25% of corridor SF.
Painting - Repairs | 09-9101 | A | BUILDING | Allowance | Unit | 390 | 85 | 0% | 85 | 33150
Painting | 09-9101 | S | BUILDING | Torrey Pines | SF | 431911 | 1.84 | 0% | 1.84 | 794716.24
Painting - Walls | 09-9102 | S | BUILDING | N/A |  |  |  | 0% | 0 | 0
Painting - Pool Area | 09-9106 | S | POOL AREA | N/A |  |  |  | 0% | 0 | 0
Wall Covering |  | S | COMMON AREA | N/A |  |  |  | 0% | 0 | 0
Walls - Specialty | 09-9110 | S | COMMON AREA | N/A |  |  |  | 0% | 0 | 0
Specialties | 10 | [9 empty] | 580446
Entry Directory | 10-1300 | S | ON-SITE | N/A |  |  |  | 0% | 0 | 0
Unit Carport Signs | 10-1401 | S | CARPORT | Russell IV | Unit | 390 | 155 | 0% | 155 | 60450
Site Signage | 10-1404 | S | ON-SITE | Allowance | LS | 1 | 6000 | 0% | 6000 | 6000
Entry Sign Letters | 10-1419 | S | ON-SITE | Allowance | LS | 1 | 5000 | 0% | 5000 | 5000
Offsite Street Signs | 10-1454 | S | Offsite | Allowance | LS | 1 | 7000 | 0% | 7000 | 7000
Bath Accessories | 10-2816 | S | BUILDING | Russell IV | Per Bathroom | 557 | 17 | 0% | 17 | 9469
Shower Doors | 10-2919 | S | BUILDING | N/A |  |  |  | 0% | 0 | 0
Fire Places | 10-3000 | S | BUILDING | N/A |  |  |  | 0% | 0 | 0
Fire Places - Pool Area | 10-3200 | S | POOL AREA | N/A |  |  |  | 0% | 0 | 0
BBQ Units | 10-3355 | S | POOL AREA | Arzano | LS | 6 | 3360 | 0% | 3360 | 20160
Lock Boxes | 10-4116 | S | ON-SITE | Allowance | Count | 10 | 600 | 0% | 600 | 6000
Fire Extinguishers | 10-4416 | S | BUILDING | Allowance | Unit | 390 | 80 | 0% | 80 | 31200
Mail Boxes | 10-5523 | S | BUILDING | Rainbow | Unit | 390 | 153 | 10% | 168.3 | 65637 |  | Added 10% to account for new selection of color which is expected to increase price.
Closet Shelving | 10-5723 | S | BUILDING | Torrey Pines | Unit | 390 | 220 | 10% | 242 | 94380 |  | Added 10% escalation to accounf for the 3x2 unit type.
Window Awnings Small | 10-7313 | S | BUILDING | Torrey Pines | LF | 72 | 2500 | 0% | 2500 | 180000 |  | Design Item Could be removed from Budget | [12 empty] | 6 | 35546.6667 | 213280
Window Awnings Large | 10-7313 | S | BUILDING | Torrey Pines | LF | 11 | 8650 | 0% | 8650 | 95150 |  | Design Item Could be removed from Budget | [12 empty] | 6 | 35546.6667 | 213280
Equipment | 11 | [9 empty] | 1248584 | [13 empty] | 4 | 35546.6667 | 142186.6667
Appliances | 11-3013 | S | BUILDING | Pebble | Unit | 390 | 3201.4974 | 0% | 3201.4974 | 1248584 | [16 empty] | 568746.6667
Appliances - Common | 11-3013 | S | BUILDING |  |  |  |  | 0% | 0 | 0
Furnishings | 12 | [9 empty] | 2373780.1008 | [15 empty] | 35546.6667
Dumpsters | 12-0131 | S | DUMPSTERS |  | Unit | 0 | 79 | 0% | 79 | 0
Blinds | 12-2100 | S | BUILDING | Decatur | Per Unit | 390 | 377.7773 | 15% | 434.4439 | 169433.1239 |  | 15% escalation with more bedroom/windows expected.
Cabinets Units | 12-3531 | S | BUILDING | Decatur | Unit | 390 | 3148 | 15% | 3620.2 | 1411878 |  | Added 15% escalation for the 2nd bathroom in 43% as well as to account for increase in price with new cabinet selection at Decatur.
Cabinet Common Areas | 12-3535 | S | BUILDING | Pebble | LS | 2 | 15700 | 0% | 15700 | 31400 |  | Figuring Build 1 and 3 having common area cabinets.
Counter Tops Units | 12-3601 | S | BUILDING | Decatur | Unit | 390 | 1567.6008 | 15% | 1802.741 | 703068.9769 |  | Added 15% escalation for the 2nd bathroom in 43% as well as to account for increase in price with new top selection at Decatur.
Counter Tops Common Areas | 12-3605 | A | BUILDING | Allowance | LS | 2 | 20000 | 0% | 20000 | 40000 |  | Figuring Build 1 and 3 having common area tops.
Counter Tops Pool Area | 12-3608 | S | POOL AREA | N/A |  |  |  | 0% | 0 | 0
BBQ Top | 12-3609 | S | POOL AREA | Allowance | LS | 3 | 6000 | 0% | 6000 | 18000 |  | Figuring Buildings 1, 3, & 4 with 1 top with 2 BBQ's installed at each top.
Special Construction | 13 | [9 empty] | 1538212.8069
Pools and Spas | 13-1113 | S | POOL AREA | Torrey Pines | LS | 1 | 245000 | 0% | 245000 | 245000
Carports | 13-3401 | S | CARPORT | Pebble | Count | 388 | 2762.3793 | 20% | 3314.8552 | 1286163.8069 |  | Providing allowance of 30% of Solar. Added 20% escalation due to our prefer trade changing ownership (sell.)
Pool Equipment Cover | 13-3402 | S | POOL EQUIP | Decatur | Count | 1 | 7049 | 0% | 7049 | 7049
Conveying Equipment | 14 | [9 empty] | 581746.6667
Elevator | 14-2400 | S | BUILDING | Decatur | Stop | 16 | 35546.6667 | 0% | 35546.6667 | 568746.6667 |  | Using 3 stop Decatur for Hydrolift.
Pool and Spa Lifts | 14-4101 | S | POOL AREA | Russell IV | Count | 2 | 6500 | 0% | 6500 | 13000
Fire Suppression | 21 | [9 empty] | 1217096.61
Sprinkler Design | 21-0600 | S | BUILDING | Allowance | SF | 431911 | 0.06 | 0% | 0.06 | 25914.66
Sprinkler System | 21-1313 | S | BUILDING | Torrey Pines | SF | 431911 | 2.45 | 0% | 2.45 | 1058181.95
Fire Pump | 21-3000 | S | PUMPHOUSE | Torrey Pines | Count | 1 | 133000 | 0% | 133000 | 133000
Plumbing | 22 | [9 empty] | 4668056.9813
1 Bathroom Unit | 22-1001 | S | BUILDING | Torrey Pines | Count | 223 | 10526 | 0% | 10526 | 2347298 |  | Raptor Sovent system at Torrey Pines.
2 Bathroom Unit | 22-1001 | S | BUILDING | Flamingo | Count | 167 | 13713.455 | 0% | 13713.455 | 2290146.9813
Tiny Homes |  | S | BUILDING | N/A |  |  |  | 0% | 0 | 0
Pool Area | 22-1003 | S | POOL AREA | Torrey Pines | LS | 1 | 24612 | 0% | 24612 | 24612 |  | Budgeted at Torrey Pines
Pool Equipment | 22-1007 | S | POOL EQUIP | Allowance | LS | 1 | 6000 | 0% | 6000 | 6000 |  | Budgeted at Torrey Pines
HVAC | 23 | [9 empty] | 4216723.68 | [12 empty] | HVAC | Units | Unit Cost | Total
HVAC Standard | 23-3001 | S | BUILDING | Hualapai | Unit | 390 | 10812.112 | 0% | 10812.112 | 4216723.68 |  | Enix provided budget proposal for Hualapai with new refrigerant. | [11 empty] | 2br 1ba | 52 | 250 | 13000
Electrical | 26 | [9 empty] | 5075012.7185 | [12 empty] | 2br 2ba | 118 | 500 | 59000
Electrical | 26-1001 | S | BUILDING | Torrey Pines | SF | 431911 | 9.27 | 5% | 9.7335 | 4204005.7185 |  | Includes 5% for Additional EV Requirements Allowance | [11 empty] | 3br 2ba | 50 | 750 | 37500
Electrical Fixtures | 26-5001 | S | BUILDING | Pebble | Unit | 390 | 594 | 15% | 683.1 | 266409 |  | Includes 15% due to 2x2 and 3x2 unit types. | [14 empty] | 109500
Building Electrical Fixtures | 26-5002 | S | BUILDING | Russell IV | Unit | 390 | 119 | 0% | 119 | 46410 | [16 empty] | 280.0512
Hall Lighting Fixtures | 26-5003 | S | BUILDING | Russell IV | Unit | 390 | 112 | 0% | 112 | 43680
Carports Electrical | 26-1001 | S | CARPORT | Russell IV | Space | 388 | 138 | 0% | 138 | 53544 | [13 empty] | Fixtures | Units | Unit Cost | Total
Carport Fixtures | 26-5001 | S | CARPORT | Russell IV | Space | 388 | 24 | 0% | 24 | 9312 | [13 empty] | 2br 1ba | 52 | 50 | 2600
Cabana Electrical | 26-1001 | S | POOL AREA | N/A |  |  |  | 0% | 0 | 0 | [13 empty] | 2br 2ba | 118 | 200 | 23600
Cabana Fixtures | 26-5004 | S | POOL AREA | N/A |  |  |  | 0% | 0 | 0 | [13 empty] | 3br 2ba | 50 | 350 | 17500
Street Lights | 26-5613 | S | Offsite | LS | LS | 1 | 275000 | 0% | 275000 | 275000 |  | Includes 11 lights @ $25K btw LV Blvd and Larson (140' on center) and $1.6M place holder for traffic signal on Larson & LV Blvd. | [11 empty] | Ceiling Fans $150 EA |  |  | 43700
Traffic Signal | 26-5613 | S | Offsite | LS | LS | 1 | 100000 | 0% | 100000 | 100000 |  | $100K paceholder for only the street signal pole.
Site Lighting Electrical | 26-1005 | S | ON-SITE | Russell IV | Acre | 15.826 | 1000 | 0% | 1000 | 15826 | [13 empty] | Ceiling Fixtures $25 EA |  |  | 111.7647
Site Lighting Fixtures | 26-5602 | S | ON-SITE | Russell IV | Acre | 15.826 | 1000 | 0% | 1000 | 15826
Pool Lighting Electrical | 26-1004 | S | POOL AREA | Russell IV | LS | 1 | 17000 | 0% | 17000 | 17000
Pool Lighting Fixtures | 26-5603 | S | POOL AREA | Russell IV | LS | 1 | 11000 | 0% | 11000 | 11000
Pool Equipment Electrical | 26-1007 | S | POOL EQUIP | Russell IV | LS | 1 | 2000 | 0% | 2000 | 2000
Pump House Electrical | 26-1001 | S | PUMPHOUSE | Russell IV | LS | 1 | 14250 | 0% | 14250 | 14250
Pump House Fixtures | 26-5001 | S | PUMPHOUSE | Russell IV | LS | 1 | 750 | 0% | 750 | 750
Communications | 27 | [9 empty] | 260127.49
TV and Media | 27-2201 | A | BUILDING | Allowance | LS | 5 | 900 | 0% | 900 | 4500 |  | Per Building
DAS System | 27-3010 | S | BUILDING | Pebble | SF | 431911 | 0.59 | 0% | 0.59 | 254827.49
Pool ADA Phone | 27-3201 | S | POOL AREA | N/A | LS | 1 | 800 | 0% | 800 | 800 |  | Per Pool
Electronic Safety & Security | 28 | [9 empty] | 1236018.7376
Security System | 28-1001 | S | BUILDING | Decatur | Unit | 390 | 581 | 0% | 581 | 226590
Site Security System | 28-2001 | S | ON-SITE | Pebble | Unit | 390 | 442 | 0% | 442 | 172380
Fire Alarm / Two Way Comm AOR | 28-4601 | S | BUILDING | Decatur | SF | 431911 | 1.938 | 0% | 1.938 | 837048.7376 |  | Includes New 520 Hz Tone Requirement
Earthwork | 31 | [9 empty] | 2009333.5559
Construction Water | 31-0121 | S | ON-SITE | Wigwam | Acre | 15.826 | 6331.55 | 0% | 6331.55 | 100203.1103
Dust Control | 31-0122 | S | ON-SITE | Wigwam | Acre | 15.826 | 3485.6 | 0% | 3485.6 | 55163.1056
Demolition | 31-0505 | S | ON-SITE | N/A |  |  | 0 | 0% | 0 | 0
Rock Dirt Haul Off | 31-1492 | S | ON-SITE | Budget | LS | 1 | 100000 | 0% | 100000 | 100000 |  | See Budget File
Mass Grading | 31-2201 | S | ON-SITE | Budget | LS | 1 | 1319548 | 0% | 1319548 | 1319548 |  | Difference is primarly on he import/export CY. Pete's latest rough grading shows close to a balance site (previous 30k vs 5k CY.)
Fine Grade | 31-2216 | S | ON-SITE | Budget | LS | 1 | 43430 | 0% | 43430 | 43430 |  | See Budget File
Hard Dig | 31-2319 | S | ON-SITE | Budget | LS | 1 | 350000 | 0% | 350000 | 350000 |  | Includes milling.
Dewatering | 31-2322 | S | ON-SITE | N/A |  |  | 0 | 0% | 0 | 0
Storm Water Prevention | 31-2501 | S | ON-SITE | Wigwam | Acre | 15.826 | 2590 | 0% | 2590 | 40989.34
Exterior Improvements | 32 | [9 empty] | 7935480.586
Bond Repair | 32-0100 | RR | ON-SITE | Russell IV | LS | 1 | 5000 | 0% | 5000 | 5000
Street Cleaning | 32-0111 | S | OTHER SITE | Russell IV | LS | 1 | 7500 | 0% | 7500 | 7500
Asphalt Sawcut and Removal | 32-0506 | S | ON-SITE | Budget | LS | 1 | 15000 | 0% | 15000 | 15000 |  | See Budget File
Paving | 32-1216 | S | ON-SITE | Budget | LS | 1 | 708863.2 | 0% | 708863.2 | 708863.2 |  | See Budget File
Seal Coat | 32-1236 | S | ON-SITE | Russell IV | SF | 272443 | 0.15 | 0% | 0.15 | 40866.45
Pavers | 32-1401 | S | OTHER SITE | Russell IV | LF | 900 | 7.5 | 0% | 7.5 | 6750
Pool Decks | 32-1402 | S | POOL AREA | Russell IV | SF | 7964 | 7.5 | 0% | 7.5 | 59730
Curbs and Gutters | 32-1613 | S | ON-SITE | Budget | LS | 1 | 172530 | 0% | 172530 | 172530 |  | See Budget File
Tack On Curb | 32-1614 | S | ON-SITE | Budget | LS | 1 | 206646 | 0% | 206646 | 206646 |  | See Budget File
Concrete Flatwork | 32-1623 | S | ON-SITE | Budget | LS | 1 | 309236 | 0% | 309236 | 309236 |  | See Budget File
Bus Pad | 32-1625 | S | OTHER SITE | N/A |  |  |  | 0% | 0 | 0
Pool Hardscape | 32-1626 | S | POOL AREA | Russell IV | LS | 1 | 9660 | 0% | 9660 | 9660
Street Signs / Striping | 32-1700 | S | ON-SITE | Russell IV | Acre | 15.826 | 2476 | 0% | 2476 | 39185.176
Walls Iron | 32-3101 | S | ON-SITE | Budget | LS | 1 | 163650 | 0% | 163650 | 163650 |  | See Budget File
Trash Enclosure Iron Gates | 32-3103 | S | OTHER SITE | Budget | Count | 14 | 2485 | 0% | 2485 | 34790
Site Railings | 32-3104 | A | OTHER SITE | Allowance | LS | 1 | 15000 | 0% | 15000 | 15000
Dog Run Fence | 32-3105 | S | ON-SITE | Torrey Pines | LF | 400 | 70 | 0% | 70 | 28000 |  | Figuring 2 dog parks.
Pool Fence | 32-3106 | S | POOL AREA | Budget | LF | 437 | 75 | 0% | 75 | 32775
Pool Fence Gates | 32-3106 | S | POOL AREA | Budget | Count | 2 | 1950 | 0% | 1950 | 3900
Entry Security Gates | 32-3111 | S | ON-SITE | LS | Count | 2 | 96000 | 0% | 96000 | 192000 |  | We are required to have 2 automated gates per Latest information from planning.
Entry Security Gates Electrical | 32-3112 | S | ON-SITE | LS | Count | 2 | 3555 | 0% | 3555 | 7110 |  | We are required to have 2 automated gates per Latest information from planning.
Entry Gate Transmitters | 32-3113 | S | ON-SITE | N/A |  |  | 44 | 0% | 44 | 0
Entry Gates | 32-3114 | S | ON-SITE | N/A |  |  | 1950 | 0% | 1950 | 0
Temp Fencing | 32-3120 | S | ON-SITE | Russell IV | Acre | 15.826 | 2500 | 0% | 2500 | 39565
Walls Masonry | 32-3201 | S | ON-SITE | Budget | LS | 1 | 545312.68 | 0% | 545312.68 | 545312.68 |  | See Budget File. Adding $50k for the additional wall masonry required by City of Henderson on the north/northeast perimeter,
Walls Pilaster Caps | 32-3202 | S | ON-SITE | Included | LS | 1 | 0 | 0% | 0 | 0 |  | See Budget File
Retaining Walls | 32-3204 | S | ON-SITE | Allowance | LS | 1 | 125000 | 0% | 125000 | 125000 |  | Added $50k to previous budget. This allowance covers the estimated 1,000 LF of 4' retaining wall required on the south project perimeter.
Pool Walls | 32-3208 | A | POOL AREA | Allowance | LS | 1 | 11000 | 0% | 11000 | 11000
Site Furniture Permanent | 32-3343 | A | BUILDING | Allowance | LS | 1 | 7000 | 0% | 7000 | 7000
Site Landscaping | 32-9001 | S | ON-SITE | Torrey Pines | SF | 187517 | 16.34 | 0% | 16.34 | 3064027.78 |  | Average of the last 2 projects (includes GTI proposal on Torrey and Decatur.)
Site Landscaping Lighting | 32-9001 | S | ON-SITE | N/A |  |  |  | 0% | 0 | 0
Site Landscaping Planter Pots | 32-9433 | S | ON-SITE | N/A |  |  |  | 0% | 0 | 0
Offsite Asphalt Sawcut and Removal | 32-0506 | S | Offsite | Allowance | LS | 1 | 25000 | 0% | 25000 | 25000
Offsite Paving | 32-1216 | S | Offsite | Budget | LS | 1 | 1843875.3 | 0% | 1843875.3 | 1843875.3 |  | Total Take of 169k SF of 7"/10" with 1" UTAC. Rocky Mountain Cost Estimate.
Offsite Curbs and Gutters | 32-1613 | S | Offsite | Budget | LS | 1 | 124911 | 0% | 124911 | 124911 |  | See Budget File. Added $81k for Larson island and roundabout.
Offsite Concrete Flatwork | 32-1623 | S | Offsite | Budget | LS | 1 | 91597 | 0% | 91597 | 91597
Utilities | 33 | [9 empty] | 7586858.1757
Temp Power | 33-0501 | A |  | Flamingo | Unit | 390 | 360.1154 | 0% | 360.1154 | 140445 |  | Flamingo actual per unit
Traffic Control, AC Removal and Patch | 33-1001 | A | Offsite | N/A |  |  |  | 0% | 0 | 0
Water | 33-1001 | S | ON-SITE | Budget | LS | 1 | 832918.12 | 0% | 832918.12 | 832918.12 |  | Based on estimated water loop and laterals with Torrey Pines pricing and allowance for hard dig and street work.
Sewer | 33-3001 | S | ON-SITE | Budget | LS | 1 | 394942 | 0% | 394942 | 394942 |  | Based on estimated sewer online run with 11 manholes, Torrey Pines pricing and allowance for hard dig and street work.
Storm Drain | 33-4001 | S |  | N/A |  |  |  | 0% | 0 | 0
Sub Drains | 33-4116 | A |  | Allowance | LS | 1 | 15000 | 0% | 15000 | 15000
Gas | 33-5001 | S | Offsite | Budget | LS | 1 | 112000 | 0% | 112000 | 112000 |  | Per Rich Rial: Las Vegas Blvd. and Welpman. This is roughly 1,400’ away from the project
Electric | 33-7101 | S | ON-SITE | Budget | LS | 1 | 432813 | 0% | 432813 | 432813 |  | Based on 4" conduit run, 4 onsite transformers and allowance for hard dig and street work. NOT ADDING PLACE HOLDER FOR LOWERING COX/DATE LINE CROSSING THE SITE
Secondary Conduit | 33-7102 | A |  | Allowance | LS | 1 | 25000 | 0% | 25000 | 25000
Bollards | 33-7103 | S |  | N/A |  |  |  | 0% | 0 | 0
Cable TV | 33-8201 | S |  | N/A |  |  |  | 0% | 0 | 0
Phone | 33-8202 | S |  | N/A |  |  |  | 0% | 0 | 0
Off Site Water | 33-1001 | S | Offsite | Budget | LS | 1 | 2200067.3967 | 0% | 2200067.3967 | 2200067.3967 |  | Using Pete's Plan B or Worse case scenario where water POC is in Augmon.
Off Site Sewer | 33-3001 | S | Offsite | Budget | LS | 1 | 1474233.6057 | 0% | 1474233.6057 | 1474233.6057 |  | Using Pete's Plan B or Worse case scenario where water POC is in Augmon.
Off Site Storm Drain | 33-4001 | S | Offsite | Budget | LS | 1 | 649389 | 0% | 649389 | 649389 |  | Based on Pete's latest storm drain marked up plan provided on 12/2/24 meeting.
Off Site Electric | 33-7101 | S | Offsite | Budget | LS | 1 | 1310050.0533 | 0% | 1310050.0533 | 1310050.0533 |  | Based on a 4,562 LF run of 6" conduit connecting at Power station on Gilespie.
Transportation | 34 | [9 empty] | 15000
Traffic Control | 34-4116 | A | Offsite | Allowance | LS | 1 | 15000 | 0% | 15000 | 15000
Electrical Power Generation | 48 | [9 empty] | 469750
Solar PV System | 48-1413 | S |  | Wigwam | Unit | 390 | 1025 | 0% | 1025 | 399750
Solar PV Conduit | 48-1414 | A |  | Allowance | LS | 1 | 50000 | 0% | 50000 | 50000 |  | Increase allowance to account for EV new requirements.
Car Charging Stations | 48-1913 | A |  | Allowance | LS | 1 | 20000 | 0% | 20000 | 20000
Field Surveys, Staking | 49 | [9 empty] | 427358.9736
Staking | 49-0601 | S |  | Wigwam | LS | 15.826 | 2914 | 0% | 2914 | 46116.964
Re Staking | 49-0602 | S |  | Wigwam | LS | 15.826 | 1542 | 0% | 1542 | 24403.692
Certs and Verifications | 49-0603 | S |  | Wigwam | LS | 15.826 | 1870 | 0% | 1870 | 29594.62
Slab Testing | 49-0801 | S |  | Wigwam | LS | 15.826 | 6618.4 | 0% | 6618.4 | 104742.7984
Grading Testing | 49-0802 | S |  | Wigwam | LS | 15.826 | 4006 | 0% | 4006 | 63398.956
Other Testing | 49-0803 | S |  | Wigwam | LS | 15.826 | 3544.2 | 0% | 3544.2 | 56090.5092
Masonry Testing | 49-0807 | S |  | Wigwam | LS | 15.826 | 816 | 0% | 816 | 12914.016
Pavement Testing | 49-0808 | S |  | Wigwam | LS | 15.826 | 716.4 | 0% | 716.4 | 11337.7464
Third Party Inspections | 49-0950 | S |  | Wigwam | LS | 15.826 | 4976.6 | 0% | 4976.6 | 78759.6716
5th Story Factor | [10 empty] | 0
5th Story Factor |  |  |  | N/A |  |  |  | 0% | 0 | 0
Fire Command Center Control Panel |  |  |  | N/A |  |  |  | 0% | 0 | 0
Smoke Removal System |  |  |  | N/A |  |  |  | 0% | 0 | 0
Stairwell Pressurization |  |  |  | N/A |  |  |  | 0% | 0 | 0
Backup Generator |  |  |  | N/A |  |  |  | 0% | 0 | 0
Elevator Auto Closing Doors |  |  |  | N/A |  |  |  | 0% | 0 | 0
Increase Framing for 5 Story |  |  |  | N/A |  |  |  | 0% | 0 | 0
Increase Footings for 5 Story |  |  |  | N/A |  |  |  | 0% | 0 | 0
Bid Risk | Bid Risk | [9 empty] | 1321372.7349
BABA | [5 empty] | 0% |  |  |  | 0
Bid Risk | [5 empty] | 2% |  |  |  | 1321372.7349 |  | Not including projected tariffs
FFE | FFE Extra | [9 empty] | 1675126.8
Golf Carts | 11-1001 | S |  | Alper | LS | 1 | 10000 | 0% | 10000 | 10000
Convenience Store Equipment | 11-2101 | S |  | N/A |  |  |  | 0% | 0 | 0
Pet Wash | 11-2102 | S |  | Alper | LS | 1 | 21000 | 0% | 21000 | 21000
Office Equipment | 11-2801 | S |  | Russell IV | LS | 1 | 21900 | 0% | 21900 | 21900
Gym Exercise Equipment | 11-6613 | S |  | Russell IV | Cost per SF | 2280 | 56.81 | 0% | 56.81 | 129526.8
Playground / Basketball Hoop | 11-6813 | S |  | N/A |  |  |  | 0% | 0 | 0
Maintenance Shop Equipment | 11-8101 | S |  | Russell IV | LS | 1 | 15000 | 0% | 15000 | 15000
Maintenance Shop Start Up Supplies | 11-8102 | S |  | Russell IV | LS | 1 | 5000 | 0% | 5000 | 5000
Fixed Asset Misc. | 11-8105 | S |  | N/A |  |  |  | 0% | 0 | 0
Interior Furniture | 12-5000 | S |  | Allowance | LS | 1 | 1250000 | 0% | 1250000 | 1250000
Exterior Furniture | 12-5483 | S |  | Allowance | LS | 1 | 200000 | 0% | 200000 | 200000 |  | Based on 1 pool and 4 courtyards.
Rec Building TV Media Computer | 27-2201 | S |  | Russell IV | LS | 1 | 19500 | 0% | 19500 | 19500
Rec Building Telephone System | 27-3202 | S |  | Russell IV | LS | 1 | 2000 | 0% | 2000 | 2000
Maintenance Radios | 27-3243 | S |  | Russell IV | LS | 1 | 1200 | 0% | 1200 | 1200
Construction Contingency | 55 | [9 empty] | 4028141.9913
Construction Contingency | 55-9800 |  |  |  |  | 5% |  |  |  | 4028141.9913 |  | Hard coded number
Sub Bonds | 50 | [9 empty] | 858892.2777
Sub Bonds | 50-9950 | B |  |  |  | 1.3% |  |  |  | 858892.2777 |  | Hard coded number
GL Insurance | 50 | [9 empty] | 745129.1874
GL Insurance | 50-0001 |  |  |  | 3.03 per $1,000 | 3.03 |  |  |  | 372564.5937 |  | Hard coded number
Misc. | 50-0001 |  |  |  | 5% of GL Ins. | 5% |  |  |  | 18628.2297 |  | Hard coded number
Umbrella | 50-0001 |  |  |  | 95% of GL Ins. | 95% |  |  |  | 353936.364 |  | Hard coded number
Contractor Fee | 56 | [9 empty] | 5653532.6194
Overhead | 56 |  |  |  |  | 2% |  |  |  | 1413383.1549
Contractor Fee | 56 |  |  |  |  | 6% |  |  |  | 4240149.4646
Total Hard Costs | [10 empty] | 84590981.3535
0
General Requirements | 01 |  |  | 4240149 | [10 empty] | 6% General Conditions
Existing Conditions | 02 |  |  | 12000 | [10 empty] | 67743763.5428
Concrete | 03 |  |  | 2934605.2 | [10 empty] | 4064625.8126
Parking Garage | 03-G |  |  | 0 | [10 empty] | 156331.762
Masonry | 04 |  |  | 246800 | [5 empty] | 80562839.8267
Metals | 05 |  |  | 522166
Wood, Plastics, & Composites | 06 |  |  | 10820813.2861
Thermal & Moisture Protection | 07 |  |  | 2429272.57
Openings | 08 |  |  | 639799.7895
Finishes | 09 |  |  | 7023592.8142
Specialties | 10 |  |  | 580446
Equipment | 11 |  |  | 1248584
Furnishings | 12 |  |  | 2373780.1008
Special Construction | 13 |  |  | 1538212.8069
Trash Chute | 13-G |  |  | #N/A
Conveying Equipment | 14 |  |  | 581746.6667
Fire Suppression | 21 |  |  | 1217096.61
Plumbing | 22 |  |  | 4668056.9813
HVAC | 23 |  |  | 4216723.68
Electrical | 26 |  |  | 5075012.7185
Communications | 27 |  |  | 260127.49
Electronic Safety & Security | 28 |  |  | 1236018.7376
Earthwork | 31 |  |  | 2009333.5559
Exterior Improvements | 32 |  |  | 7935480.586
Utilities | 33 |  |  | 7586858.1757
Transportation | 34 |  |  | 15000
Electrical Power Generation | 48 |  |  | 469750
Field Surveys, Staking | 49 |  |  | 427358.9736
5th Story Factor |  |  |  | 0
Bid Risk |  |  |  | 1321372.7349
FFE |  |  |  | 1675126.8
Construction Contingency | 55 |  |  | 4028141.9913
Sub Bonds | 50 |  |  | 858892.2777
GL Insurance | 50 |  |  | 745129.1874
Contractor Fee | 56 |  |  | 5653532.6194
Total Hard Costs |  |  |  | 84590981.3535
#N/A
Cost Code
Total
01 - General Requirements | 01 |  |  |  | 4240149
02 - Existing Conditions | 02 |  |  |  | 12000
03 - Concrete | 03 |  |  |  | 2934605.2
04 - Masonry | 04 |  |  |  | 246800
05 - Metals | 05 |  |  |  | 522166
06 - Wood, Plastics, & Composites | 06 |  |  |  | 10820813.2861
07 - Thermal & Moisture Protection | 07 |  |  |  | 2429272.57
08 - Openings | 08 |  |  |  | 639799.7895
09 - Finishes | 09 |  |  |  | 7023592.8142
10 - Specialties | 10 |  |  |  | 580446
11 - Equipment | 11 |  |  |  | 1248584
12 - Furnishings | 12 |  |  |  | 2373780.1008
13 - Special Construction | 13 |  |  |  | 1538212.8069
14 - Conveying Equipment | 14 |  |  |  | 581746.6667
21 - Fire Suppression | 21 |  |  |  | 1217096.61
22 - Plumbing | 22 |  |  |  | 4668056.9813
23 - HVAC | 23 |  |  |  | 4216723.68
26 - Electrical | 26 |  |  |  | 5075012.7185
27 - Communications | 27 |  |  |  | 260127.49
28 - Electronic Safety & Security | 28 |  |  |  | 1236018.7376
31 - Earthwork | 31 |  |  |  | 2009333.5559
32 - Exterior Improvements | 32 |  |  |  | 7935480.586
33 - Utilities | 33 |  |  |  | 7586858.1757
34 - Transportation | 34 |  |  |  | 15000
48 - Electrical Power Generation | 48 |  |  |  | 469750
49 - Field Surveys, Staking | 49 |  |  |  | 427358.9736
Bid Risk | Bid Risk |  |  |  | 1321372.7349
FFE Extra | FFE Extra |  |  |  | 1675126.8
50 - Sub Bonds | 50 |  |  |  | 1604021.4651
55 - Construction Contingency | 55 |  |  |  | 4028141.9913
56 - Contractor Fee | 56 |  |  |  | 5653532.6194
Total |  |  |  |  | 84590981.3535
check |  |  |  |  | 0
FOR ADJUSTMENTS
Appliances, Flooring & Blinds
Flooring - Units | 09-6001 |  |  |  | 692417.7442 | 09
Common Wood | 09-6401 |  |  |  | 0 | 09
Common Vinyl | 09-6517 |  |  |  | 0 | 09
Hall Flooring | 09-6520 |  |  |  | 165807.07 | 09
Hall Flooring - Elevators | 09-6520A |  |  |  | 0 | 09
Common - Plank | 09-6521 |  |  |  | 0 | 09
Common - VCT | 09-6522 |  |  |  | 0 | 09
Common - Rubber Floor | 09-6566 |  |  |  | 37688.4 | 09
Common - Carpet | 09-6802 |  |  |  | 24025.82 | 09
Appliances | 11-3013 |  |  |  | 1248584 | 11
Blinds | 12-2100 |  |  |  | 169433.1239 | 12
Total Appliances, Flooring & Blinds |  |  |  |  | 2337956.1581
Site Work
Major Categories
Existing Conditions | 2 |  |  |  | 12000
Earthwork | 31 |  |  |  | 2009333.5559
Exterior Improvements | 32 |  |  |  | 7935480.586
Utilities | 33 |  |  |  | 7586858.1757
Transportation | 34 |  |  |  | 15000
Electrical Power Generation | 48 |  |  |  | 469750
Minor Categories
Carports | 13-3401 |  |  |  | 1286163.8069
Dumpsters | 06-0111 |  |  |  | 0
Gazebo |  |  |  |  | 0
Other Site |  |  |  |  | 0
Pools and Spas | 13-1113 |  |  |  | 245000
Offsite Street Signs | 10-1454OFFSITE |  |  |  | 0
Street Lights | 26-5613OFFSITE |  |  |  | 0
Pump House Concrete | 03-3101 |  |  |  | 2074719.88
Total Site Work |  |  |  |  | 21634306.0045
Offsite Asphalt Sawcut and Removal | 32-0506OFFSITE |  |  | already included in 32
Offsite Paving | 32-1216OFFSITE |  |  | already included in 32
Offsite Curbs and Gutters | 32-1613OFFSITE |  |  | already included in 32
Offsite Concrete Flatwork | 32-1623OFFSITE |  |  | already included in 32
Storm Drain | 33-4001OFFSITE |  |  | already included in 33
Off Site Water | 33-1001OFFSITE |  |  | already included in 33
Off Site Sewer | 33-3001OFFSITE |  |  | already included in 33
Off Site Electric | 33-7101OFFSITE |  |  | already included in 33
Traffic Control | 34-4116OFFSITE |  |  | already included in 34
Pump House Concrete | 03-3101
HOME FUNDS INELIGIBLE COSTS
Offsite Work
Offsite Street Signs | 10-1454OFFSITE |  |  |  | 0
Street Lights | 26-5613OFFSITE |  |  |  | 0
Offsite Asphalt Sawcut and Removal | 32-0506OFFSITE |  |  |  | 0
Offsite Paving | 32-1216OFFSITE |  |  |  | 0
Offsite Curbs and Gutters | 32-1613OFFSITE |  |  |  | 0
Offsite Concrete Flatwork | 32-1623OFFSITE |  |  |  | 0
Off Site Water | 33-1001OFFSITE |  |  |  | 0
Off Site Sewer | 33-3001OFFSITE |  |  |  | 0
Storm Drain | 33-4001OFFSITE |  |  |  | 0
Off Site Electric | 33-7101OFFSITE |  |  |  | 0
Traffic Control | 34-4116OFFSITE |  |  |  | 0
Other Ineligible Costs
Major Categories
Parking Garage | 03-G |  |  |  | 0
Minor Categories
Pump House Concrete | 03-3101 |  |  |  | 2074719.88
Pool Area Shower Concrete | 03-3105 |  |  |  | 2500
Cabana Concrete | 03-3107 |  |  |  | 0
Pool Equipment Foundation | 03-3108 |  |  |  | 0
Deck Concrete | 03-5001 |  |  |  | 64575.68
Masonry Veneer Pool Area | 04-4305 |  |  |  | 6000
Pool Equipment Shower Stone | 04-4306 |  |  |  | 9000
Cabana Iron | 05-7004 |  |  |  | 0
Pool Equipment Gate | 05-7005 |  |  |  | 1950
Cabana Framing | 06-1109 |  |  |  | 0
BBQ Framing | 06-1110 |  |  |  | 15000
Fireplace Framing | 06-1111 |  |  |  | 0
Trellis | 06-1114 |  |  |  | 0
BBQ Trim | 06-2006 |  |  |  | 7200
Cabana Roofing | 07-3002 |  |  |  | 7500
Pump House Roofing | 07-3002 |  |  |  | 7500
Pool Equipment Windows | 08-5303 |  |  |  | 0
Pool Glass Walls | 08-8001 |  |  |  | 0
Stucco - Pump House | 09-2423 |  |  |  | 1072049.72
Stucco - Cabana | 09-2423 |  |  |  | 1072049.72
Stucco - Pool Wall | 09-2423 |  |  |  | 1072049.72
Unit Carport Signs | 10-1401 |  |  |  | 60450
Fire Places - Pool Area | 10-3200 |  |  |  | 0
BBQ Units | 10-3355 |  |  |  | 20160
BBQ Top | 12-3609 |  |  |  | 18000
Pools and Spas | 13-1113 |  |  |  | 245000
Carports | 13-3401 |  |  |  | 1286163.8069
Pool Equipment Cover | 13-3402 |  |  |  | 7049
Pool and Spa Lifts | 14-4101 |  |  |  | 13000
Pool Area | 22-1003 |  |  |  | 24612
Pool Equipment | 22-1007 |  |  |  | 6000
Carports Electrical | 26-1001 |  |  |  | 4271799.7185
Carport Fixtures | 26-5001 |  |  |  | 276471
Cabana Electrical | 26-1001 |  |  |  | 4271799.7185
Cabana Fixtures | 26-5004 |  |  |  | 0
Pool Lighting Electrical | 26-1004 |  |  |  | 17000
Pool Lighting Fixtures | 26-5603 |  |  |  | 11000
Pool Equipment Electrical | 26-1007 |  |  |  | 2000
Pump House Electrical | 26-1001 |  |  |  | 4271799.7185
Pump House Fixtures | 26-5001 |  |  |  | 276471
Pool Decks | 32-1402 |  |  |  | 59730
Pool Hardscape | 32-1626 |  |  |  | 9660
Pool Fence | 32-3106 |  |  |  | 36675
Pool Walls | 32-3208 |  |  |  | 11000
Pet Wash | 11-2102 |  |  |  | 21000
Office Equipment | 11-2801 |  |  |  | 21900
Gym Exercise Equipment | 11-6613 |  |  |  | 129526.8
Playground / Basketball Hoop | 11-6813 |  |  |  | 0
Rec Building TV Media Computer | 27-2201 |  |  |  | 24000
Rec Building Telephone System | 27-3202 |  |  |  | 2000

## What changed
West Henderon
Summary of Budget Changes
Line Item | Level 2 | Level 3 | Difference | UC | Budget Change | Details
Concrete
Concrete Slab | 149760 | 145399.85 | 4360.15 | 9.5 | 41421.425 | New Take Off
Concrete Slab | 11.99 | 9.5 | 2.49 | 145399.85 | 362045.6265 | Proposal from NRC at $9.16 (aggressive proposal)
Cabana Concrete -Sunked Seating | 18399 | 35000 | -16601 | 1 | -16601 | Added Sunked Seating $25k per area (3).
Lightweight SF | 2.8 | 2.6 | 0.2 | 261305.65 | 52261.13 | Based on NV Gypsum proposal.
Deck | 19.76 | 20.5251 | -0.76507 | 3440 | 3440 | Latest Bruner pricing
442567.1815
Wood, Plastics, & Composites
Framing SF | 426549 | 422635 | 3914 | 17.7166 | 69342.8659 | Change in total buildgs SF in new plan.
Framing $ | 18.9 | 17.7166 | 1.1834 | 422635 | 500136.1667 | Proposal from Gilmore at $17.36
Finish Carpentry - Units | 5.221 | 3.55 | 1.671 | 329873 | 551201.2988 | Original price was Bruner/unit + 10% for extra rooms. New pricing is based on 2 proposals.
Finish Carpentry - Common | 3.1665 | 5.7149 | -2.5484 | 87842 | -223857.197 | New pricing is based on proposal cost / sf.
896823.1344
Thermal & Moisture Protection
Roofing | 1497.6 | 1734.0111 | -236.4111 | 572.5323 | -135352.9867 | New plans take off with parapet walls included.
Roofing % | 596 | 572.5323 | 23.4677 | 1734.0111 | 40693.2823
-94659.7045
Finishes
Stucco SF | 22444 | 28186.002 | -5742.002 | 39.3114 | -225725.8932 | Takeoff based on plans yielded 5,742 sf more than previous.
Drywall SF | 426549 | 422635 | 3914 | 8.02 | 31390.28 | Efficiency on change of Bldg SF
Drywall $ | 7.7 | 7.6967 | 0.0032782 | 422635 | 1385.5 | Change in Pricing Based on Bruner
Flooring - Units | 20.97 | 17.1 | 3.87 | 36652.5556 | 141845.39
-51104.7232
Specialties
Mail Boxes | 153 | 230.2821 | -77.2821 | 390 | -30140 | Took off 10% for color upgrade
Closet Shelving | 220 | 425.641 | -205.641 | 390 | -80200 | Level 1 TP vs Level 2 based on proposal.
-110340
Equipment
Appliances | 3044 | 3169.7043 | -125.7043 | 390 | -49024.6887 | Based on Torrey Pines pricing.
Conveying Equipment
Elevators Stops | 35546.6667 | 41250 | -5703.3333 | 12 | -68440 | Otis proposal.
Plumbing
2 Bathroom Unit | 13089.7 | 15600 | -2510.3 | 163 | -409178.9 | Original calculated cost based on historical. Initial proposal indicates significantly higher.
Electrical
Electrical | 10.06 | 11.3271 | -1.2671 | 422635 | -535531.5667 | Added 5% due to Sigma reported prince increase in Romex for Bruner.
Street Lights | 275000 | 315398.25 | -40398.25 | 1 | -40398.25 | Plan calls for 16 rather than 11 original budgeted.
-575929.8167
Communications
Fire Alarm / Two Way Com | 1.938 | 2.25 | -0.31199 | 422635 | -131857.0125 | Updated to Proposal. Per NFP Henderson carries significatly ($100K) higher fees for permit.
Exterior Improvements
Concrete Flatwork | 213532 | 318423 | -104891 | 1 | -104891 | Plan takeoff yieled significant more (4' sidewalk vs 3.5" sidewalk.)
Retaining Walls | 192605 | 100231.3422 | 92373.6578 | 1 | 92373.6578 | Based on take offs and updated pricing.
Landscaping SF | 172517 | 304972.92 | -132455.92 | 7.5062 | -994245.231 | Latest Torrey Pines pricing. Alpha proposal is at $2.5M or $8.43 $/sf
Offsite Paving | 1646980.5 | 1006389.799 | 640590.701 | 1 | 640590.701 | Removed 1" UTAC $600k (not in the plans or bids), 12k lf less in paving at Larson $200k.
Offsite Concrete Flatwork | 84819 | 173092 | -88273 | 1 | -88273 | 10" sidewalk at offsites.
-454444.8722
Utilities
Offsite Water | 1538312.1667 | 1635293.2857 | -96981.119 | -96981.119 | -96981.119 | 2 above ground Turbine ($120k) + 1,275 LF line for future use Larson/LV Blvd.
Offsite Sewer | 731659 | 436684.18 | 294974.82 | 294974.82 | 294974.82 | Plan shows 72" Manhole versus 48" previous concensus.
197993.701
Percentages Items
General Conditions | 3747174.6203 | 3857213.6955 | -110039.0751 |  | -110039.0751
Bid Risk | 1228606 | 632953.9067 | 595652.0933 |  | 595652.0933
Contingency | 3747174.6203 | 3389277.9135 | 357896.7069 |  | 357896.7069
Bonds and GL | 1370860 | 1007077.9334 | 363782.0666 |  | 363782.0666
Overhead | 1308097.6624 | 1298708.4501 | 9389.2123 |  | 9389.2123
Contractor Fee | 3924292.9873 | 3896125.3504 | 28167.6368 |  | 28167.6368
1244848.6408
Explained Difference |  |  |  |  | 837252.94

## Comparison to Other
SENIOR / AFFORABLE PROJECTS
|  | West Henderson | [7 empty] | Bruner | South Nellis | Torrey Pines | Decatur | Pebble
Budget |  |  |  | Units | 390 |  |  |  |  | 194 | 50 | 190 | 276 | 195
Proposal |  |  |  | GSF | 422635 |  |  |  |  | 196289 | 34388 | 188825 | 258464 | 184108
Contract |  |  |  | Acres | 15.826 |  |  |  |  | 4.9 | 1.3 | 5 | 9.45 | 5
|  |  |  | Site SF | 689380.56 | Proposals |  |  |  | 213444 | 56628 | 217800 | 411642 | 217800
Description | % | Cost | UOM | U | PU | Low | 2nd | 3rd | Ave | PU | PU | PU | PU | PU
Framing | 9.677% | 7487665.3333 | SF | 422635 | 17.7166 | 16.7513 | 17.8693 | 18.5293 | 17.7166 | 18.68 | 20.0754 | 19.9215 | 22.8885 | 19.011
Electrical | 6.187% | 4787239.6667 | SF (Bldg) | 422635 | 11.3271 | 10.7006 | 11.5584 | 11.7223 | 11.3271 | 10.06 | 12.5044 | 9.27 | 10.176 | 12.1343
HVAC Standard | 5.322% | 4117739.5 | Unit | 390 | 10558.3064 | 10143.5897 | 10973.0231 | 14983.3333 | 12033.3154 | 9875 | 10148.68 | 9739.2737 | 10104.6739 | 9218.2513
Drywall | 4.204% | 3252904 | SF (Bldg) | 422635 | 7.6967 | 6.9976 | 7.6443 | 8.4483 | 7.6967 | 7.2941 | 7.7385 | 8.0157 | 7.3585 | 8.0768
Plumbing | 6.293% | 4869550 | Unit | 390 | 12486.0256 | 12083.5128 | 12357.6 | 13591.6949 | 12677.6026 | 10069 | 10196.24 | 10526.3105 | 11042.5145 | 10050.2103
Site Landscaping | 2.959% | 2289198.3333 | Lands SF | 304972.92 | 7.5062 | 6.7773 | 7.6281 | 8.1133 | 7.5062 | 13.6814 | 10.5 | 12.0076 | 13.4837 | 21.389
Slabs | 1.785% | 1381298.575 | SF (Slab) | 145399.85 | 9.5 | 9.1612 | 12.6731 | 13.6526 | 11.829 | 11.11 | 16.7788 | 11.99 | 15.8829 | 16.0609
Appliances | 1.677% | 1297993.9231 | Unit | 390 | 3328.1895 |  |  |  |  | 3169.7043 | 3064.485 | 3488.5 | 3454.4783 | 3201.4974
Cabinets Units | 1.549% | 1198260 | Unit | 390 | 3072.4615 |  |  |  |  | 4150.2474 | 1985.2 | 3778.0053 | 3705.4275 | 3113.7333
Finish Carpentry - Units | 1.513% | 1171049.15 | Unit | 390 | 3002.6901 | 2728.6179 | 3001.1641 | 5361.7128 | 3697.165 | 2607.1546 | 2710.9005 | 3210.0359 | 2983.3587 | 3081.2324
Insulation | 1.3% | 1005655 | SF (Bldg) | 422635 | 2.3795 | 2.2239 | 2.3632 | 2.5515 | 2.3795 | 2.5 | 2.5423 | 2.6984 | 2.2715 | 2.5011
Stucco | 1.432% | 1108030 | SY (Bldg) | 28186.002 | 39.3114 | 38.8118 | 39.8109 | 46.6023 | 41.7417 | 39.8368 | 39.371 | 40.8187 | 42.2347 | 46.6884
Sprinkler System | 1.447% | 1119982.75 | SF (Bldg) | 422635 | 2.65 | 2.3902 |  |  | 2.3902 | 2.65 | 3.2148 | 2.4531 | 2.94 | 2.448
Roofing | 1.283% | 992777.3333 | Square | 1734.0111 | 572.5323 | 517.8837 | 599.3272 | 600.386 | 572.5323 | 596 | 491.3969 | 603.3984 | 598.3865 | 535.7424
Painting | 1.049% | 811459.2 | SF (Bldg) | 422635 | 1.92 | 1.6232 | 1.9769 | 3.2752 | 2.2918 | 1.58 | 2.0534 | 1.8371 | 2.0979 | 1.932
Lightweight Concrete | 0.878% | 679394.69 | SF | 261711 | 2.596 | 2.3989 | 2.5949 |  | 2.4969 | 2.8 | 2.9324 | 2.9421 | 1.2966 | 1.1
Fire Alarm / Two Way Comm AOR | 1.229% | 950928.75 | SF | 422635 | 2.25 | 1.987 | 2.403 |  | 2.195 | 1.335 | 1.9774 | 1.6733 | 1.94 | 1.5534
Flooring - Units | 0.81% | 626758.7 | SY | 36652.5556 | 17.1 |  |  |  |  | 22.5 | 24.63 | 20.97 | 18.7548 | 16.2615
Counter Tops Units | 1.087% | 841253.4 | Unit | 390 | 2157.06 |  |  |  |  | 1868.4433 | 1100 | 1724 | 1551.7283 | 1600.2513
Windows and Sliding Glass Doors | 0.7056% | 546000 | Unit | 390 | 1400 | 1069.6462 | 1449.9974 | 1816.9128 | 1445.5188 | 1335.866 | 1300.6084 | 1157.8947 | 1408.8261 | 739.2714
Pools and Spas | 0.328% | 253813.3333 | LS | 1 | 253813.3333 | 238500 | 255000 | 267940 | 253813.3333 | 249085 | N/A | 245000 | 228710 | 208310
Fire Pump | 0.2075% | 160560 | LS | 1 | 160560 | N/A | N/A | N/A | N/A | 103700 | N/A | 133300 | 160560 | 120800
Total Hard Costs |  | 77376747.9165 | GSF | 422635 | 183.0817

## Comparison to Previous (2) (hidden)
WEST HENDERSON | LEVEL 1.1 (LATEST) | [7 empty] | LEVEL 1
| Project Details |  |  |  |  | Unit Breakdown |  |  | Project Details |  |  |  |  | Unit Breakdown
| Project | West Henderson |  |  |  | Unit Type | Number | % | Project | West Henderson |  |  |  | Unit Type | Number | %
| Budget Level | Level 1 |  |  |  | Studios | 0 | 0% | Budget Level | Level 1 |  |  |  | Studios | 0 | 0%
| Product | Afforable |  |  |  | 1 Br - 1 Ba | 171 | 43.85% | Product | Afforable |  |  |  | 1 Br - 1 Ba | 166 | 42.56%
| Start Date |  |  |  |  | 2 Br - 1 Ba | 52 | 13.33% | Start Date |  |  |  |  | 2 Br - 1 Ba | 46 | 11.79%
| Timeline | 26 |  |  |  | 2 Br - 2 Ba | 118 | 30.26% | Timeline | 26 |  |  |  | 2 Br - 2 Ba | 125 | 32.05%
| Floors | 2 & 3 Levels |  |  |  | 3 Br - 2 Ba | 49 | 12.56% | Floors | 2 & 3 Levels |  |  |  | 3 Br - 2 Ba | 52 | 13.33%
| Bldg. SF | 431911 |  |  |  | Totals | 390 | 100% | Bldg. SF | 428629 |  |  |  | Totals | 389 | 99.74%
| Acres | 15.826 |  |  |  | Parking |  |  | Acres | 15.826 |  |  |  | Parking
| Site SF | 689380.56 |  |  |  | Garage Parking |  | 0 | Site SF | 689380.56 |  |  |  | Garage Parking |  | 0
| Buildings | 5 |  |  |  | Cover Parking |  | 388 | Buildings | 5 |  |  |  | Cover Parking |  | 360
[6 empty] | Open Parking |  | 403 | [5 empty] | Open Parking |  | 321
|  |  | Net Change |  |  | Accessible Parking |  | 16 | [5 empty] | Accessible Parking |  | 14
| TOTAL COST | #REF! | #REF! | #REF! |  | Private Garages |  | 0 | TOTAL COST | 82742976.584 |  |  |  | Private Garages |  | 0
| PER UNIT | #REF! | #REF! |  |  | Total Parking Provided |  | 807 | PER UNIT | 212706.8807 |  |  |  | Total Parking Provided |  | 681
| PER GSF | #REF! | #REF! |  |  | Parking Ratio |  | 2.0692 | PER GSF | 193.041 |  |  |  | Parking Ratio |  | 1.79 | Conditions | Conditions
[17 empty] | 75000 | 5%
Description | Source | UOM | QTY | U.P. | % | Total U.P. | Sub Total | Total | Source | UOM | QTY | U.P. | % | Total U.P. | Sub Total | Total | PV$ | PV% | Notes
General Requirements | [7 empty] | 4240149 | [7 empty] | 3987932 | 252217 | 6.325%
General Requirement | 0 | Mo | 26 | 163082.6538 | 0% | 163082.6538 | 4240149 | [7 empty] | 3987932 |  | 252217 | 6.325%
Existing Conditions | [7 empty] | 12000 | [7 empty] | 10000 | 2000 | 20%
Potholing | Allowance | 0 | 1 | 12000 | 0% | 12000 | 12000 | [7 empty] | 10000 |  | 2000 | 20%
Concrete | [7 empty] | 2934605.2 | [7 empty] | 2940364.46 | -5759.26 | -0.1959%
Slabs | Torrey Pines | SF | 172112 | 11.99 | 0% | 11.99 | 2063622.88 | [7 empty] | 1934557.66 |  | 129065.22 | 6.672% | Latest budget has pricing of $1.5 / SF less than 11/9/23 budget.
Deepened Footings | N/A | 0 | 0 | 0 | 0% | 0 | 0 | [7 empty] | 0 |  | 0 | 0%
Concrete Slab Repairs | Allowance | LS | 1 | 7500 | 0% | 7500 | 7500 | [7 empty] | 2500 |  | 5000 | 200%
Pump House Concrete | Torrey Pines | SF | 300 | 11.99 | 0% | 11.99 | 3597 | [7 empty] | 6310 |  | -2713 | -43%
Trash Enclosure Concrete | Torrey Pines | Count | 14 | 2757.75 | 0% | 2757.75 | 38608.5 | [7 empty] | 32376 |  | 6232.5 | 19.25%
Pool Area Shower Concrete | Torrey Pines | LS | 1 | 2500 | 0% | 2500 | 2500 | [7 empty] | 5000 |  | -2500 | -50%
Cabana Concrete | N/A | 0 | 0 | 0 | 0% | 0 | 0 | [7 empty] | 0 |  | 0 | 0%
Pool Equipment Foundation | N/A | 0 | 0 | 0 | 0% | 0 | 0 | [7 empty] | 0 |  | 0 | 0%
Lightweight Concrete | Torrey Pines | SF | 256531 | 2.94 | 0% | 2.94 | 754201.14 | [7 empty] | 724351.4 |  | 29849.74 | 4.121%
Deck Concrete | Torrey Pines | SF | 3268 | 19.76 | 0% | 19.76 | 64575.68 | [7 empty] | 235269.4 |  | -170693.72 | -72.55% | New takeoff has 1/3 of the square footage as well pricing of $7 / SF less than 11/9/23 budget.
Parking Garage | [7 empty] | 0 | [7 empty] | 0 | 0 | 0%
Parking Garage Structure | N/A | 0 | 0 | 0 | 0% | 0 | 0 | [7 empty] | 0 |  | 0 | 0%
Core Slab Precast Concrete | N/A | 0 | 0 | 0 | 0% | 0 | 0 | [7 empty] | 0 |  | 0 | 0%
Concrete Slab on Grade | N/A | 0 | 0 | 0 | 0% | 0 | 0 | [7 empty] | 0 |  | 0 | 0%
Concrete Topping Slab 4" / Level | N/A | 0 | 0 | 0 | 0% | 0 | 0 | [7 empty] | 0 |  | 0 | 0%
Electrical | N/A | 0 | 0 | 0 | 0% | 0 | 0 | [7 empty] | 0 |  | 0 | 0%
Dry Sprinklers | N/A | 0 | 0 | 0 | 0% | 0 | 0 | [7 empty] | 0 |  | 0 | 0%
Mechanical Ventilation | N/A | 0 | 0 | 0 | 0% | 0 | 0 | [7 empty] | 0 |  | 0 | 0%
Stairs and Railings | N/A | 0 | 0 | 0 | 0% | 0 | 0 | [7 empty] | 0 |  | 0 | 0%
Masonry | [7 empty] | 246800 | [7 empty] | 217200 | 29600 | 13.63%
Elevator Shaft | Torrey Pines | Per Stop | 16 | 9500 | 0% | 9500 | 152000 | [7 empty] | 115500 |  | 36500 | 31.6%
Trash Enclosure | Torrey Pines | Count | 14 | 5700 | 0% | 5700 | 79800 | [7 empty] | 90000 |  | -10200 | -11.33%
Masonry Veneer | N/A | 0 | 0 | 0 | 0% | 0 | 0 | [7 empty] | 0 |  | 0 | 0%
Masonry Veneer Pool Area | Russell IV | LS | 1 | 6000 | 0% | 6000 | 6000 | [7 empty] | 6000 |  | 0 | 0%
Pool Eq. Shower Stone | Torrey Pines | LS | 1 | 9000 | 0% | 9000 | 9000 | [7 empty] | 5700 |  | 3300 | 57.89%
Metals | [7 empty] | 522166 | [7 empty] | 660950 | -138784 | -21%
Structural Steel | Allowance | LS | 1 | 125000 | 0% | 125000 | 125000 | [7 empty] | 267000 |  | -142000 | -53.18%
Elevator Shaft Iron | Torrey Pines | Count | 6 | 4040 | 0% | 4040 | 24240 | [7 empty] | 24000 |  | 240 | 1% | Lower pricing on Torrey Pines
Stair Handrails | Torrey Pines | Per Level | 60 | 2000 | 0% | 2000 | 120000 | [7 empty] | 188000 |  | -68000 | -36.17% | Lower pricing on Torrey Pines
Garage Stair Railings | N/A | 0 | 0 | 0 | 0% | 0 | 0 | [7 empty] | 0 |  | 0 | 0%
Cabana Iron | N/A | 0 | 0 | 0 | 0% | 0 | 0 | [7 empty] | 0 |  | 0 | 0%
Pool Equipment Gate | Torrey Pines | Count | 1 | 1950 | 0% | 1950 | 1950 | [7 empty] | 1950 |  | 0 | 0%
Iron Railings | Torrey Pines | LF | 2728 | 92 | 0% | 92 | 250976 | [7 empty] | 180000 |  | 70976 | 39.43% | Lower pricing on Torrey Pines
Cable Railings | N/A | 0 | 0 | 0 | 0% | 0 | 0 | [7 empty] | 0 |  | 0 | 0%
Wood, Plastics, & Composites | [7 empty] | 10820813.2861 | [7 empty] | 12091877.93 | -1271064.6439 | -10.51%
Dumpsters | 0 | 0 | 0 | 79 | 0% | 79 | 0 | [7 empty] | 30731 |  | -30731 | -100%
Framing | See Note | SF | 431911 | 20.96 | 0% | 20.96 | 9052854.56 |  |  |  |  | 19.45 | 20.55% | 23.447 | 10051350.05 |  | -998495.49 | -9.934% | 11/9/23 budget was using $19.45 (Pebble) + $4 contingency.
Framing - Crane | N/A | 0 | 0 | 0 | 0% | 0 | 0 | [7 empty] | 0 |  | 0 | 0%
Cabana Framing | N/A | 0 | 0 | 0 | 0% | 0 | 0 | [7 empty] | 0 |  | 0 | 0%
BBQ Framing | Allowance | LS | 6 | 2500 | 0% | 2500 | 15000 | [7 empty] | 2810 |  | 12190 | 433.8%
Fireplace Framing | N/A | 0 | 0 | 0 | 0% | 0 | 0 | [7 empty] | 0 |  | 0 | 0%
Trellis | N/A | 0 | 0 | 0 | 0% | 0 | 0 | [7 empty] | 0 |  | 0 | 0%
Pool Equipment Framing | N/A | 0 | 0 | 0 | 0% | 0 | 0 | [7 empty] | 0 |  | 0 | 0%
Finish Carpentry - Units | Torrey Pines | LSF | 332276 | 4.3045 | 0% | 4.3045 | 1430266.6423 | [7 empty] | 1525891.4 |  | -95624.7577 | -6.267% | Uncertain why previous budget had a different Cost / LSF for Torrey Pines ($4.30 verified.)
Finish Carpentry - Common | Torrey Pines | Common SF | 99635 | 3.1665 | 0% | 3.1665 | 315492.0838 | [7 empty] | 480064.48 |  | -164572.3962 | -34.28% | Level 1 used non windingbid on Torrey Pines.
BBQ Trim | Allowance | LS | 6 | 1200 | 0% | 1200 | 7200 | [7 empty] | 1031 |  | 6169 | 598.4%
Shutters | N/A | 0 | 0 | 0 | 0% | 0 | 0 | [7 empty] | 0 |  | 0 | 0%
Thermal & Moisture Protection | [7 empty] | 2429272.57 | [7 empty] | 2408537.52 | 20735.05 | 0.8609%
Insulation | Torrey Pines | SF | 431911 | 2.7 | 0% | 2.7 | 1166159.7 | [7 empty] | 1178729.75 |  | -12570.05 | -1.066%
Roofing | Torrey Pines | Square | 1745.48 | 603 | 0% | 603 | 1052524.44 | [7 empty] | 1034786 |  | 17738.44 | 1.714%
Cabana Roofing | N/A | 0 | 0 | 0 | 0% | 0 | 0 | [7 empty] | 0 |  | 0 | 0%
Pump House Roofing | Allowance | LS | 1 | 7500 | 0% | 7500 | 7500 | [7 empty] | 6700 |  | 800 | 11.94%
Pool Equipment Roofing | Allowance | LS | 1 | 7500 | 20% | 9000 | 9000 | [7 empty] | 0 |  | 9000 | 0%
Trash Enclosure Cover | Decatur | Count | 14 | 5800 | 20% | 6960 | 97440 | [7 empty] | 84000 |  | 13440 | 16%
Pigeon Proofing | Torrey Pines | SF | 431911 | 0.08 | 0% | 0.08 | 34552.88 | [7 empty] | 34290.32 |  | 262.56 | 0.7657%
Gutters and Downspouts | Torrey Pines | SF | 431911 | 0.05 | 0% | 0.05 | 21595.55 | [7 empty] | 21431.45 |  | 164.1 | 0.7657%
Roof Ladders | Torrey Pines | Count | 10 | 1550 | 0% | 1550 | 15500 | [7 empty] | 18600 |  | -3100 | -16.67%
Roof Access Doors | Torrey Pines | Count | 10 | 2500 | 0% | 2500 | 25000 | [7 empty] | 30000 |  | -5000 | -16.67%
Roof Winch | N/A | 0 | 0 | 0 | 0% | 0 | 0 | [7 empty] | 0 |  | 0 | 0%
Openings | [7 empty] | 639799.7895 | [7 empty] | 517390.8 | 122408.9895 | 23.66% | Level 2 have dumpster for this section under construction cleaning contract.
Dumpsters | 0 | 0 | 0 | 79 | 0% | 79 | 0 | [7 empty] | 30731 |  | -30731 | -100% | Level 2 have dumpster for this section under construction cleaning contract.
Entry Doors | N/A | 0 | 0 | 0 | 0% | 0 | 0 | [7 empty] | 15908 |  | -15908 | -100%
Common Doors | Included | 0 | 0 | 0 | 0% | 0 | 0 | [7 empty] | 0 |  | 0 | 0%
Pocket Doors - 3 Panel | N/A | 0 | 0 | 0 | 0% | 0 | 0 | [7 empty] | 0 |  | 0 | 0%
Garage Doors | N/A | 0 | 0 | 0 | 0% | 0 | 0 | [7 empty] | 0 |  | 0 | 0%
Windows and Sliding Glass Doors | Torrey Pines | Per Unit | 390 | 1157.8947 | 15% | 1331.5789 | 519315.7895 | [7 empty] | 338896.8 |  | 180418.9895 | 53.24% | Included the latest efficiency requirement. 15% escalation with mode bedrooms/windows expected.
Windows Repair and Replacement | Allowance | Per Unit | 390 | 75 | 0% | 75 | 29250 | [7 empty] | 29175 |  | 75 | 0.2571%
Pool Equipment Windows | N/A | 0 | 0 | 0 | 0% | 0 | 0 | [7 empty] | 0 |  | 0 | 0%
Pool Glass Walls | N/A | 0 | 0 | 0 | 0% | 0 | 0 | [7 empty] | 0 |  | 0 | 0%
Fixed Glass | N/A | 0 | 0 | 0 | 0% | 0 | 0 | [7 empty] | 0 |  | 0 | 0%
Mirrors - LED | N/A | 0 | 0 | 0 | 0% | 0 | 0 | [7 empty] | 0 |  | 0 | 0%
Mirrors - LED Install | N/A | 0 | 0 | 0 | 0% | 0 | 0 | [7 empty] | 0 |  | 0 | 0%
Mirrors - Framed | N/A | 0 | 0 | 0 | 0% | 0 | 0 | [7 empty] | 0 |  | 0 | 0%
Mirrors - Polished Edges (Units) | Pebble | Unit | 557 | 162 | 0% | 162 | 90234 | [7 empty] | 101880 |  | -11646 | -11.43%
Mirrors - Polished Edges (Restrooms) | Allowance | Count | 4 | 250 | 0% | 250 | 1000 | [7 empty] | 800 |  | 200 | 25%
Finishes | [7 empty] | 7023592.8142 | [7 empty] | 7462650.5574 | -439057.7432 | -5.883%
Cost Prep Labor | 0 | 0 | 0 | 0.05 | 0% | 0.05 | 0 | [7 empty] | 21431.45 |  | -21431.45 | -100% | Deleted N/A allowance.
Cost Prep Mat | Allowance | LS | 1 | 25000 | 0% | 25000 | 25000 | [7 empty] | 34290.32 |  | -9290.32 | -27.09% | Included in Construction cleaning contract
Clean Up - Final | Torrey Pines | SF | 431911 | 0.85 | 0% | 0.85 | 367124.35 | [7 empty] | 257177.4 |  | 109946.95 | 42.75%
Clean Up - During Construction | Allowance | LS | 1 | 75000 | 0% | 75000 | 75000 | [7 empty] | 154306.44 |  | -79306.44 | -51.4%
Dumpsters | Latest | Unit | 390 | 79 | 0% | 79 | 30810 | [7 empty] | 30731 |  | 79 | 0.2571%
Clean Up - Hauling Exterior | Allowance | LS | 1 | 10000 | 0% | 10000 | 10000 | [7 empty] | 47149.19 |  | -37149.19 | -78.79%
Stucco | See Note | SY | 26012 | 42.3 | 0% | 40.81 | 1061549.72 | [7 empty] | 1199000 |  | -137450.28 | -11.46%
Stucco - Pump House | Allowance | LS | 1 | 6000 | 0% | 6000 | 6000 | [7 empty] | 6000 |  | 0 | 0%
Stucco - Walls | N/A | 0 | 0 | 0 | 0% | 0 | 0 | [7 empty] | 0 |  | 0 | 0%
Stucco - Pool Area | Allowance | LS | 1 | 2000 | 0% | 2000 | 2000 | [7 empty] | 2000 |  | 0 | 0%
Stucco - Cabana | N/A | 0 | 0 | 0 | 0% | 0 | 0 | [7 empty] | 0 |  | 0 | 0%
Stucco - Pool Equipment | N/A | 0 | 0 | 0 | 0% | 0 | 0 | [7 empty] | 0 |  | 0 | 0%
Stucco - Repairs | Allowance | LS | 1 | 4500 | 0% | 4500 | 4500 | [7 empty] | 0 |  | 4500 | 0%
Drywall | Torrey Pines | SF | 431911 | 8.02 | 0% | 8.02 | 3463926.22 | [7 empty] | 3600483.6 |  | -136557.38 | -3.793%
Drywall - Repairs | Allowance | Unit | 390 | 85 | 0% | 85 | 33150 | [7 empty] | 33065 |  | 85 | 0.2571%
Tile Tubs and Showers | N/A | 0 | 0 | 0 | 0% | 0 | 0 | [7 empty] | 0 |  | 0 | 0%
Common Tile | Pebble | LS | 1 | 67657 | 0% | 67657 | 67657 | [7 empty] | 17191 |  | 50466 | 293.6% | Based on Pebble contracted price.
Kitchen Backsplash | N/A | 0 | 0 | 0 | 0% | 0 | 0 | [7 empty] | 0 |  | 0 | 0%
Cabana Tile | N/A | 0 | 0 | 0 | 0% | 0 | 0 | [7 empty] | 0 |  | 0 | 0%
Flooring - Units | Decatur | SY | 36919.5556 | 18.7548 | 0% | 18.7548 | 692417.7442 | [7 empty] | 639683.2089 |  | 52734.5353 | 8.244% | Update budget uses latest vinyl plank proposal by RMI on Decatur
Common Wood | 0 | 0 | 0 | 30184 | 0% | 30184 | 0 | [7 empty] | 33202.4 |  | -33202.4 | -100% | Deleted N/A allowance.
Common Vinyl | 0 | 0 | 0 | 1994 | 0% | 1994 | 0 | [7 empty] | 2193.4 |  | -2193.4 | -100% | Deleted N/A allowance.
Hall Flooring | Pebble | SF | 431911 | 0.37 | 0% | 0.37 | 159807.07 | [7 empty] | 235745.95 |  | -75938.88 | -32.21%
Hall Flooring - Elevators | Allowance | Count | 6 | 1000 | 0% | 1000 | 6000 | [7 empty] | 3000 |  | 3000 | 100%
Common - Plank | 0 | SF | 0 | 0.090909 | 0% | 0.090909 | 0 | [7 empty] | 42862.9 |  | -42862.9 | -100% | Deleted N/A allowance.
Common - VCT | 0 | SF | 0 | 0.182 | 0% | 0.182 | 0 | [7 empty] | 8572.58 |  | -8572.58 | -100% | Deleted N/A allowance.
Common - Rubber Floor (Ecore) | Pebble | SF | 2280 | 16.53 | 0% | 16.53 | 37688.4 | [7 empty] | 30004.03 |  | 7684.37 | 25.61%
Common - Carpet Stairs | Pebble | Flight Stais | 52 | 462.035 | 0% | 462.035 | 24025.82 | [7 empty] | 34290.32 |  | -10264.5 | -29.93%
Hall Runner Install | Pebble | SF | 11223.5 | 1.5 | 0% | 1.5 | 16835.25 | [7 empty] | 12858.87 |  | 3976.38 | 30.92%
Hall Runner Materials | Pebble | SF | 11223.5 | 10 | 0% | 10 | 112235 | [7 empty] | 115729.83 |  | -3494.83 | -3.02%
Painting - Repairs | Allowance | Unit | 390 | 85 | 0% | 85 | 33150 | [7 empty] | 33065 |  | 85 | 0.2571%
Painting | Torrey Pines | SF | 431911 | 1.84 | 0% | 1.84 | 794716.24 | [7 empty] | 868616.6685 |  | -73900.4285 | -8.508%
Painting - Walls | N/A | 0 | 0 | 0 | 0% | 0 | 0 | [7 empty] | 0 |  | 0 | 0%
Painting - Pool Area | N/A | 0 | 0 | 0 | 0% | 0 | 0 | [7 empty] | 0 |  | 0 | 0%
Wall Covering | N/A | 0 | 0 | 0 | 0% | 0 | 0 | [7 empty] | 0 |  | 0 | 0%
Walls - Specialty | N/A | 0 | 0 | 0 | 0% | 0 | 0 | [7 empty] | 0 |  | 0 | 0%
Specialties | [7 empty] | 580446 | [7 empty] | 376038.3 | 204407.7 | 54.36%
Entry Directory | N/A | 0 | 0 | 0 | 0% | 0 | 0 | [7 empty] | 5478 |  | -5478 | -100%
Unit Carport Signs | Russell IV | Unit | 390 | 155 | 0% | 155 | 60450 | [7 empty] | 60295 |  | 155 | 0.2571%
Site Signage | Allowance | LS | 1 | 6000 | 0% | 6000 | 6000 | [7 empty] | 5688 |  | 312 | 5.485%
Entry Sign Letters | Allowance | LS | 1 | 5000 | 0% | 5000 | 5000 | [7 empty] | 4500 |  | 500 | 11.11%
Offsite Street Signs | Allowance | LS | 1 | 7000 | 0% | 7000 | 7000 | [7 empty] | 7000 |  | 0 | 0%
Bath Accessories | Russell IV | Per Bathroom | 557 | 17 | 0% | 17 | 9469 | [7 empty] | 7274.3 |  | 2194.7 | 30.17%
Shower Doors | N/A | 0 | 0 | 0 | 0% | 0 | 0 | [7 empty] | 0 |  | 0 | 0%
Fire Places | N/A | 0 | 0 | 0 | 0% | 0 | 0 | [7 empty] | 0 |  | 0 | 0%
Fire Places - Pool Area | N/A | 0 | 0 | 0 | 0% | 0 | 0 | [7 empty] | 0 |  | 0 | 0%
BBQ Units | Arzano | LS | 6 | 3360 | 0% | 3360 | 20160 | [7 empty] | 20000 |  | 160 | 0.8%
Lock Boxes | Allowance | Count | 10 | 600 | 0% | 600 | 6000 | [7 empty] | 2200 |  | 3800 | 172.7%
Fire Extinguishers | Allowance | Unit | 390 | 80 | 0% | 80 | 31200 | [7 empty] | 30731 |  | 469 | 1.526%
Mail Boxes | Rainbow | Unit | 390 | 153 | 10% | 168.3 | 65637 | [7 empty] | 59517 |  | 6120 | 10.28%
Closet Shelving | Torrey Pines | Unit | 390 | 220 | 10% | 242 | 94380 | [7 empty] | 75855 |  | 18525 | 24.42%
Window Awnings Small | Torrey Pines | LF | 72 | 2500 | 0% | 2500 | 180000 | [7 empty] | 37500 |  | 142500 | 380% | New windows with a hight efficiency.
Window Awnings Large | Torrey Pines | LF | 11 | 8650 | 0% | 8650 | 95150 | [7 empty] | 60000 |  | 35150 | 58.58%
Equipment | [7 empty] | 1248584 | [7 empty] | 1176093.65 | 72490.35 | 6.164%
Appliances | Pebble | Unit | 390 | 3201.4974 | 0% | 3201.4974 | 1248584 | [7 empty] | 1176093.65 |  | 72490.35 | 6.164%
Furnishings | [7 empty] | 2373780.1008 | [7 empty] | 2418291.5 | -44511.3992 | -1.841%
Dumpsters | 0 | Unit | 0 | 79 | 0% | 79 | 0 | [7 empty] | 30731 |  | -30731 | -100% | Level 2 have dumpster for this section under construction cleaning contract.
Blinds | Decatur | Per Unit | 390 | 377.7773 | 15% | 434.4439 | 169433.1239 | [7 empty] | 110495.45 |  | 58937.6739 | 53.34% | 15% escalation with more bedroom/windows expected.
Cabinets Units | Decatur | Unit | 390 | 3148 | 15% | 3620.2 | 1411878 | [7 empty] | 1372022.45 |  | 39855.55 | 2.905% | Previous budget had a 20% bid risk. Added 15% escalation for the 2nd bathroom & new cabinet selection at Decatur.
Cabinet Common Areas | Pebble | LS | 2 | 15700 | 0% | 15700 | 31400 | [7 empty] | 75000 |  | -43600 | -58.13%
Counter Tops Units | Decatur | Unit | 390 | 1567.6008 | 15% | 1802.741 | 703068.9769 | [7 empty] | 781963.6 |  | -78894.6231 | -10.09% | Added 15% escalation for 2nd bath in 43% & to account for increase in price with new top selection at Decatur.
Counter Tops Common Areas | Allowance | LS | 2 | 20000 | 0% | 20000 | 40000 | [7 empty] | 35000 |  | 5000 | 14.29%
Counter Tops Pool Area | N/A | 0 | 0 | 0 | 0% | 0 | 0 | [7 empty] | 0 |  | 0 | 0%
BBQ Top | Allowance | LS | 3 | 6000 | 0% | 6000 | 18000 | [7 empty] | 13079 |  | 4921 | 37.63%
Special Construction | [7 empty] | 1538212.8069 | [7 empty] | 1227428.12 | 310784.6869 | 25.32%
Pools and Spas | Torrey Pines | LS | 1 | 245000 | 0% | 245000 | 245000 | [7 empty] | 317532 |  | -72532 | -22.84% | Based on latest pricing
Carports | Pebble | Count | 388 | 2762.3793 | 20% | 3314.8552 | 1286163.8069 |  | Flamingo | Unit | 360 | 2488.717 | 0% | 2488.717 | 895938.12 |  | 390225.6869 | 43.55% | Providing allowance of 30% of Solar. Added 20% escalation due to our prefer trade changing ownership (sell.)
Pool Equipment Cover | Decatur | Count | 1 | 7049 | 0% | 7049 | 7049 | [7 empty] | 13958 |  | -6909 | -49.5%
Trash Chute | [7 empty] | #REF! | [7 empty] | 0 | #REF! | 0%
Trash Chute | #REF! | #REF! | #REF! | #REF! | #REF! | #REF! | #REF! | [7 empty] | 0 |  | #REF! | 0%
Conveying Equipment | [7 empty] | 581746.6667 | [7 empty] | 481216 | 100530.6667 | 20.89%
Elevator | Decatur | Stop | 16 | 35546.6667 | 0% | 35546.6667 | 568746.6667 | [7 empty] | 469216 |  | 99530.6667 | 21.21% | Using Decatur 3 Stop Gen 3 for 3-story blds and price provided at Decatur for Hydrolift for the 2-story (prorated amount.)
Pool and Spa Lifts | Russell IV | Count | 2 | 6500 | 0% | 6500 | 13000 | [7 empty] | 12000 |  |  | 0%
Fire Suppression | [7 empty] | 1217096.61 | [7 empty] | 1248365.8425 | -31269.2325 | -2.505%
Sprinkler Design | Allowance | SF | 431911 | 0.06 | 0% | 0.06 | 25914.66 | [7 empty] | 25717.74 |  | 196.92 | 0.7657%
Sprinkler System | Torrey Pines | SF | 431911 | 2.45 | 0% | 2.45 | 1058181.95 | [7 empty] | 1102648.1025 |  | -44466.1525 | -4.033%
Fire Pump | Torrey Pines | Count | 1 | 133000 | 0% | 133000 | 133000 | [7 empty] | 120000 |  | 13000 | 10.83%
Plumbing | [7 empty] | 4668056.9813 | [7 empty] | 5160559.9 | -492502.9187 | -9.544%
1 Bathroom Unit | Torrey Pines | Count | 223 | 10526 | 0% | 10526 | 2347298 |  | Flamingo | Unit | 212 | 10443.51 | 10% | 11603.9 | 2460026.8 |  | -112728.8 | -4.582% | Based on sovent system at Torrey Pines.
2 Bathroom Unit | Flamingo | Count | 167 | 13713.455 | 0% | 13713.455 | 2290146.9813 |  | Flamingo | Unit | 177 | 13575.87 | 10% | 15084.3 | 2669921.1 |  | -379774.1187 | -14.22%
Tiny Homes | N/A | 0 | 0 | 0 | 0% | 0 | 0 | [7 empty] | 0 |  | 0 | 0%
Pool Area | Torrey Pines | LS | 1 | 24612 | 0% | 24612 | 24612 | [7 empty] | 24612 |  | 0 | 0%
Pool Equipment | Allowance | LS | 1 | 6000 | 0% | 6000 | 6000 | [7 empty] | 6000 |  | 0 | 0%
HVAC | [7 empty] | 4216723.68 | [7 empty] | 4472265 | -255541.32 | -5.714%
HVAC Standard | Hualapai | Unit | 390 | 10812.112 | 0% | 10812.112 | 4216723.68 |  |  | Unit | 389 | 10949.3573 | 5% | 11496.8252 | 4472265 |  | -255541.32 | -5.714% | Enix provided budget proposal for Hualapai with new refrigerant.
Electrical | [7 empty] | 5075012.7185 | [7 empty] | 5228658.78 | -153646.0615 | -2.939%
Electrical | Torrey Pines | SF | 431911 | 9.27 | 5% | 9.7335 | 4204005.7185 |  | Pebble | SF | 428629 | 9.92 | 7.1% | 10.6243 | 4551999.68 |  | -347993.9615 | -7.645% | Used latest pricing. I am not sure if level 1 had allowance for expedited gear on psf pricing.
Electrical Fixtures | Pebble | Unit | 390 | 594 | 15% | 683.1 | 266409 | [7 empty] | 229299 |  | 37110 | 16.18% | Includes 15% due to 2x2 and 3x2 unit types.
Building Electrical Fixtures | Russell IV | Unit | 390 | 119 | 0% | 119 | 46410 | [7 empty] | 46291 |  | 119 | 0.2571%
Hall Lighting Fixtures | Russell IV | Unit | 390 | 112 | 0% | 112 | 43680 | [7 empty] | 43568 |  | 112 | 0.2571%
Carports Electrical | Russell IV | Space | 388 | 138 | 0% | 138 | 53544 | [7 empty] | 49680 |  | 3864 | 7.778%
Carport Fixtures | Russell IV | Space | 388 | 24 | 0% | 24 | 9312 | [7 empty] | 18522 |  | -9210 | -49.72%
Cabana Electrical | N/A | 0 | 0 | 0 | 0% | 0 | 0 | [7 empty] | 0 |  | 0 | 0%
Cabana Fixtures | N/A | 0 | 0 | 0 | 0% | 0 | 0 | [7 empty] | 0 |  | 0 | 0%
Street Lights | LS | LS | 1 | 275000 | 0% | 275000 | 275000 | [7 empty] | 175000 |  | 100000 | 57.14% | Includes 11 Street lights and $1.6MM for traffic signal. Nearest street light and signal is 3,100 LF to the north (Volunteer & LV Blvd)
Traffic Signal | LS | LS | 1 | 100000 | 0% | 100000 | 100000 | [7 empty] | 0 |  | 100000 | 0% | Traffic Signal (1)
Site Lighting Electrical | Russell IV | Acre | 15.826 | 1000 | 0% | 1000 | 15826 | [7 empty] | 19500 |  | -3674 | -18.84%
Site Lighting Fixtures | Russell IV | Acre | 15.826 | 1000 | 0% | 1000 | 15826 | [7 empty] | 28024.1 |  | -12198.1 | -43.53%
Pool Lighting Electrical | Russell IV | LS | 1 | 17000 | 0% | 17000 | 17000 | [7 empty] | 13178 |  | 3822 | 29%
Pool Lighting Fixtures | Russell IV | LS | 1 | 11000 | 0% | 11000 | 11000 | [7 empty] | 22000 |  | -11000 | -50%
Pool Equipment Electrical | Russell IV | LS | 1 | 2000 | 0% | 2000 | 2000 | [7 empty] | 4000 |  | -2000 | -50%
Pump House Electrical | Russell IV | LS | 1 | 14250 | 0% | 14250 | 14250 | [7 empty] | 26997 |  | -12747 | -47.22%
Pump House Fixtures | Russell IV | LS | 1 | 750 | 0% | 750 | 750 | [7 empty] | 600 |  | 150 | 25%
Communications | [7 empty] | 260127.49 | [7 empty] | 194211.679 | 65915.811 | 33.94%
TV and Media | Allowance | LS | 5 | 900 | 0% | 900 | 4500 | [7 empty] | 900 |  | 3600 | 400%
DAS System | Pebble | SF | 431911 | 0.59 | 0% | 0.59 | 254827.49 | [7 empty] | 193311.679 |  | 61515.811 | 31.82%
Pool ADA Phone | N/A | LS | 1 | 800 | 0% | 800 | 800 | [7 empty] | 800 |  | 0 | 0%
Electronic Safety & Security | [7 empty] | 1236018.7376 | [7 empty] | 952019.15 | 283999.5876 | 29.83%
Security System | Decatur | Unit | 390 | 581 | 0% | 581 | 226590 | [7 empty] | 225620 |  | 970 | 0.4299%
Site Security System | Pebble | Unit | 390 | 442 | 0% | 442 | 172380 | [7 empty] | 127203 |  | 45177 | 35.52% | Used Pebble job cost.
Fire Alarm / Two Way Comm AOR | Decatur | SF | 431911 | 1.938 | 0% | 1.938 | 837048.7376 |  |  | SF | 428629 | 1.3314 | 5% | 1.3979 | 599196.15 |  | 237852.5876 | 39.7% | Latest includes New 520 Hz Tone Requirement
Earthwork | [7 empty] | 2009333.5559 | [7 empty] | 2710157.6135 | -700824.0576 | -25.86%
Construction Water | Wigwam | Acre | 15.826 | 6331.55 | 0% | 6331.55 | 100203.1103 | [7 empty] | 100608.3295 |  | -405.2192 | -0.4028%
Dust Control | Wigwam | Acre | 15.826 | 3485.6 | 0% | 3485.6 | 55163.1056 | [7 empty] | 55386.184 |  | -223.0784 | -0.4028%
Demolition | N/A | 0 | 0 | 0 | 0% | 0 | 0 | [7 empty] | 0 |  | 0 | 0%
Rock Dirt Haul Off | Budget | LS | 1 | 100000 | 0% | 100000 | 100000 | [7 empty] | 100000 |  | 0 | 0% | Level 2 has lower allowance. No particular reason.
Mass Grading | Budget | LS | 1 | 1319548 | 0% | 1319548 | 1319548 | [7 empty] | 2029089 |  | -709541 | -34.97% | Original take off has 116k CY of site excavation versus current estimate of 76k CY. | k
Fine Grade | Budget | LS | 1 | 43430 | 0% | 43430 | 43430 | [7 empty] | 33919 |  | 9511 | 28.04%
Hard Dig | Budget | LS | 1 | 350000 | 0% | 350000 | 350000 | [7 empty] | 350000 |  | 0 | 0%
Dewatering | N/A | 0 | 0 | 0 | 0% | 0 | 0 | [7 empty] | 0 |  | 0 | 0%
Storm Water Prevention | Wigwam | Acre | 15.826 | 2590 | 0% | 2590 | 40989.34 | [7 empty] | 41155.1 |  | -165.76 | -0.4028%
Exterior Improvements | [7 empty] | 7935480.586 | [7 empty] | 6283193.943 | 1652286.643 | 26.3%
Bond Repair | Russell IV | LS | 1 | 5000 | 0% | 5000 | 5000 | [7 empty] | 5000 |  | 0 | 0%
Street Cleaning | Russell IV | LS | 1 | 7500 | 0% | 7500 | 7500 | [7 empty] | 2500 |  | 5000 | 200%
Asphalt Sawcut and Removal | Budget | LS | 1 | 15000 | 0% | 15000 | 15000 | [7 empty] | 15000 |  | 0 | 0%
Paving | Budget | LS | 1 | 708863.2 | 0% | 708863.2 | 708863.2 | [7 empty] | 617698.2 |  | 91165 | 14.76% | 2" AC / 4" Type II on 272k sf onsite parking/street. Cost estimate provided by Rocky Mountain.
Seal Coat | Russell IV | SF | 272443 | 0.15 | 0% | 0.15 | 40866.45 | [7 empty] | 41244.906 |  | -378.456 | -0.9176%
Pavers | Russell IV | LF | 900 | 7.5 | 0% | 7.5 | 6750 | [7 empty] | 22376 |  | -15626 | -69.83%
Pool Decks | Russell IV | SF | 7964 | 7.5 | 0% | 7.5 | 59730 | [7 empty] | 32102 |  | 27628 | 86.06%
Curbs and Gutters | Budget | LS | 1 | 172530 | 0% | 172530 | 172530 | [7 empty] | 84271.5 |  | 88258.5 | 104.7%
Tack On Curb | Budget | LS | 1 | 206646 | 0% | 206646 | 206646 | [7 empty] | 145736.32 |  | 60909.68 | 41.79%
Concrete Flatwork | Budget | LS | 1 | 309236 | 0% | 309236 | 309236 | [7 empty] | 424633.2 |  | -115397.2 | -27.18%
Bus Pad | N/A | 0 | 0 | 0 | 0% | 0 | 0 | [7 empty] | 0 |  | 0 | 0%
Pool Hardscape | Russell IV | LS | 1 | 9660 | 0% | 9660 | 9660 | [7 empty] | 9660 |  | 0 | 0%
Street Signs / Striping | Russell IV | Acre | 15.826 | 2476 | 0% | 2476 | 39185.176 | [7 empty] | 39343.64 |  | -158.464 | -0.4028%
Walls Iron | Budget | LS | 1 | 163650 | 0% | 163650 | 163650 | [7 empty] | 351360 |  | -187710 | -53.42%
Trash Enclosure Iron Gates | Budget | Count | 14 | 2485 | 0% | 2485 | 34790 | [7 empty] | 30000 |  | 4790 | 15.97%
Site Railings | Allowance | LS | 1 | 15000 | 0% | 15000 | 15000 | [7 empty] | 10000 |  | 5000 | 50%
Dog Run Fence | Torrey Pines | LF | 400 | 70 | 0% | 70 | 28000 | [7 empty] | 16200 |  | 11800 | 72.84%
Pool Fence | Budget | LF | 437 | 75 | 0% | 75 | 32775 | [7 empty] | 40500 |  | -7725 | -19.07%
Pool Fence Gates | Budget | Count | 2 | 1950 | 0% | 1950 | 3900 | [7 empty] | 2000 |  | 1900 | 95%
Entry Security Gates | LS | Count | 2 | 96000 | 0% | 96000 | 192000 | [7 empty] | 96000 |  | 96000 | 100%
Entry Security Gates Electrical | LS | Count | 2 | 3555 | 0% | 3555 | 7110 | [7 empty] | 3555 |  | 3555 | 100%
Entry Gate Transmitters | N/A | 0 | 0 | 44 | 0% | 44 | 0 | [7 empty] | 17116 |  | -17116 | -100%
Entry Gates | N/A | 0 | 0 | 1950 | 0% | 1950 | 0 | [7 empty] | 4800 |  | -4800 | -100%
Temp Fencing | Russell IV | Acre | 15.826 | 2500 | 0% | 2500 | 39565 | [7 empty] | 32500 |  | 7065 | 21.74%
Walls Masonry | Budget | LS | 1 | 545312.68 | 0% | 545312.68 | 545312.68 | [7 empty] | 244000 |  | 301312.68 | 123.5% | Added $50k for the additional wall masonry required by City of Henderson on the north/northeast perimeter.
Walls Pilaster Caps | Included | LS | 1 | 0 | 0% | 0 | 0 | [7 empty] | 20866.88 |  | -20866.88 | -100%
Retaining Walls | Allowance | LS | 1 | 125000 | 0% | 125000 | 125000 | [7 empty] | 50000 |  | 75000 | 150% | Added $50k to previous budget. This allowance covers the estimated 1,000 LF of 4' retaining wall required on the south project perimeter.
Pool Walls | Allowance | LS | 1 | 11000 | 0% | 11000 | 11000 | [7 empty] | 10000 |  | 1000 | 10%
Site Furniture Permanent | Allowance | LS | 1 | 7000 | 0% | 7000 | 7000 | [7 empty] | 14000 |  | -7000 | -50%
Site Landscaping | Torrey Pines | SF | 187517 | 16.34 | 0% | 16.34 | 3064027.78 | [7 empty] | 2640182.297 |  | 423845.483 | 16.05% | Average of the last 2 projects (includes GTI proposal on Torrey and Decatur.)
Site Landscaping Lighting | N/A | 0 | 0 | 0 | 0% | 0 | 0 | [7 empty] | 0 |  | 0 | 0%
Site Landscaping Planter Pots | N/A | 0 | 0 | 0 | 0% | 0 | 0 | [7 empty] | 0 |  | 0 | 0%
Offsite Asphalt Sawcut and Removal | Allowance | LS | 1 | 25000 | 0% | 25000 | 25000 | [7 empty] | 15000 |  | 10000 | 66.67%
Offsite Paving | Budget | LS | 1 | 1843875.3 | 0% | 1843875.3 | 1843875.3 | [7 empty] | 1171600 |  | 672275.3 | 57.38% | Takeoff of 169k SF of 7"/10" with 1" UTAC. Rocky Mountain provided cost estimate.
Offsite Curbs and Gutters | Budget | LS | 1 | 124911 | 0% | 124911 | 124911 | [7 empty] | 17648 |  | 107263 | 607.8% | Added Larson Islands and roundabouts A Curb.
Offsite Concrete Flatwork | Budget | LS | 1 | 91597 | 0% | 91597 | 91597 | [7 empty] | 56300 |  | 35297 | 62.69% | Based on takeoffs.
Utilities | [7 empty] | 7586858.1757 | [7 empty] | 5999860 | 1586998.1757 | 26.45%
Temp Power | Flamingo | Unit | 390 | 360.1154 | 0% | 360.1154 | 140445 | [7 empty] | 0 |  | 140445 | 0%
Traffic Control, AC Removal and Patch | N/A |  |  | 0 | 0% | 0 | 0 | [7 empty] | 0 |  | 0 | 0%
Water | Budget | LS | 1 | 832918.12 | 0% | 832918.12 | 832918.12 | [7 empty] | 1401115 |  | -568196.88 | -40.55% | Based on takeoffs.
Sewer | Budget | LS | 1 | 394942 | 0% | 394942 | 394942 | [7 empty] | 482425 |  | -87483 | -18.13% | Based on takeoffs.
Storm Drain | N/A |  |  | 0 | 0% | 0 | 0 | [7 empty] | 0 |  | 0 | 0%
Sub Drains | Allowance | LS | 1 | 15000 | 0% | 15000 | 15000 | [7 empty] | 5000 |  | 10000 | 200%
Electric | Budget | LS | 1 | 432813 | 0% | 432813 | 432813 | [7 empty] | 514000 |  | -81187 | -15.8% | 4" conduit & 4 transformers + allowance for hard dig and street work. NO PLACE HOLDER FOR LOWERING COX/DATE LINE CROSSING THE SITE.
Secondary Conduit | Allowance | LS | 1 | 25000 | 0% | 25000 | 25000 | [7 empty] | 20000 |  | 5000 | 25%
Bollards | N/A |  |  | 0 | 0% | 0 | 0 | [7 empty] | 0 |  | 0 | 0%
Cable TV | N/A |  |  | 0 | 0% | 0 | 0 | [7 empty] | 25000 |  | -25000 | -100%
Phone | N/A |  |  | 0 | 0% | 0 | 0 | [7 empty] | 0 |  | 0 | 0%
Off Site Water | Budget | LS | 1 | 2200067.3967 | 0% | 2200067.3967 | 2200067.3967 | [7 empty] | 1919160 |  | 280907.3967 | 14.64% | Using Pete's Plan B or Worse case scenerio where water POC is in Augmon.
Off Site Sewer | Budget | LS | 1 | 1474233.6057 | 0% | 1474233.6057 | 1474233.6057 | [7 empty] | 1133160 |  | 341073.6057 | 30.1% | Using Pete's Plan B or Worse case scenerio where water POC is in Augmon.
Off Site Storm Drain | Allowance | LS | 1 | 649389 | 0% | 649389 | 649389 | [7 empty] | 0 |  | 649389 | 0% | Based on Pete's latest storm drain marked up plan provided on 12/2/24 meeting.
Off Site Electric | Budget | LS | 1 | 1310050.0533 | 0% | 1310050.0533 | 1310050.0533 | [7 empty] | 500000 |  | 810050.0533 | 162% | Based on a 4,562 LF run of 6" conduit connecting at Power station on Gilespie ST / Torrey Pines pricing.
Transportation | [7 empty] | 15000 | [7 empty] | 7500 | 7500 | 100%
Traffic Control | Allowance | LS | 1 | 15000 | 0% | 15000 | 15000 | [7 empty] | 7500 |  | 7500 | 100%
Electrical Power Generation | [7 empty] | 469750 | [7 empty] | 373630.0769 | 96119.9231 | 25.73%
Solar PV System | Wigwam | Unit | 390 | 1025 | 0% | 1025 | 399750 | [7 empty] | 352793.0769 |  | 46956.9231 | 13.31%
Solar PV Conduit | Allowance | LS | 1 | 50000 | 0% | 50000 | 50000 | [7 empty] | 20837 |  | 29163 | 140%
Car Charging Stations | Allowance | LS | 1 | 20000 | 0% | 20000 | 20000 | [7 empty] | 0 |  | 20000 | 0%
Field Surveys, Staking | [7 empty] | 427358.9736 | [7 empty] | 420665.744 | 6693.2296 | 1.591%
Staking | Wigwam | LS | 15.826 | 2914 | 0% | 2914 | 46116.964 | [7 empty] | 37882 |  | 8234.964 | 21.74%
Re Staking | Wigwam | LS | 15.826 | 1542 | 0% | 1542 | 24403.692 | [7 empty] | 24502.38 |  | -98.688 | -0.4028%
Certs and Verifications | Wigwam | LS | 15.826 | 1870 | 0% | 1870 | 29594.62 | [7 empty] | 29714.3 |  | -119.68 | -0.4028%
Slab Testing | Wigwam | LS | 15.826 | 6618.4 | 0% | 6618.4 | 104742.7984 | [7 empty] | 105166.376 |  | -423.5776 | -0.4028%
Grading Testing | Wigwam | LS | 15.826 | 4006 | 0% | 4006 | 63398.956 | [7 empty] | 63655.34 |  | -256.384 | -0.4028%
Other Testing | Wigwam | LS | 15.826 | 3544.2 | 0% | 3544.2 | 56090.5092 | [7 empty] | 56317.338 |  | -226.8288 | -0.4028%
Masonry Testing | Wigwam | LS | 15.826 | 816 | 0% | 816 | 12914.016 | [7 empty] | 12966.24 |  | -52.224 | -0.4028%
Pavement Testing | Wigwam | LS | 15.826 | 716.4 | 0% | 716.4 | 11337.7464 | [7 empty] | 11383.596 |  | -45.8496 | -0.4028%
Third Party Inspections | Wigwam | LS | 15.826 | 4976.6 | 0% | 4976.6 | 78759.6716 | [7 empty] | 79078.174 |  | -318.5024 | -0.4028%
5th Story Factor | [7 empty] | 0 | [7 empty] | 0 | 0 | 0%
5th Story Factor | N/A | 0 | 0 | 0 | 0% | 0 | 0 | [7 empty] | 0 |  | 0 | 0%
Fire Command Center Control Panel | N/A | 0 | 0 | 0 | 0% | 0 | 0 | [7 empty] | 0 |  | 0 | 0%
Smoke Removal System | N/A | 0 | 0 | 0 | 0% | 0 | 0 | [7 empty] | 0 |  | 0 | 0%
Stairwell Pressurization | N/A | 0 | 0 | 0 | 0% | 0 | 0 | [7 empty] | 0 |  | 0 | 0%
Backup Generator | N/A | 0 | 0 | 0 | 0% | 0 | 0 | [7 empty] | 0 |  | 0 | 0%
Elevator Auto Closing Doors | N/A | 0 | 0 | 0 | 0% | 0 | 0 | [7 empty] | 0 |  | 0 | 0%
Increase Framing for 5 Story | N/A | 0 | 0 | 0 | 0% | 0 | 0 | [7 empty] | 0 |  | 0 | 0%
Increase Footings for 5 Story | N/A | 0 | 0 | 0 | 0% | 0 | 0 | [7 empty] | 0 |  | 0 | 0%
Bid Risk & BABA | [7 empty] | 1321372.7349 | [7 empty] | 1300782.5313 | 20590.2035 | 1.583%
BABA |  | 0 | 0% | 0 | 0% | 0 | 0 | [7 empty] | 0 |  | 0 | 0%
Bid Risk |  | 0 | 2% | 0 | 0% | 0 | 1321372.7349 | [7 empty] | 1300782.5313 |  | 20590.2035 | 1.583%
FFE | [7 empty] | 1675126.8 | [7 empty] | 1875415 | -200288.2 | -10.68%
Golf Carts | Alper | LS | 1 | 10000 | 0% | 10000 | 10000 | [7 empty] | 10000 |  | 0 | 0%
Convenience Store Equipment | N/A | 0 | 0 | 0 | 0% | 0 | 0 | [7 empty] | 0 |  | 0 | 0%
Pet Wash | Alper | LS | 1 | 21000 | 0% | 21000 | 21000 | [7 empty] | 21000 |  | 0 | 0%
Office Equipment | Russell IV | LS | 1 | 21900 | 0% | 21900 | 21900 | [7 empty] | 17425 |  | 4475 | 25.68%
Gym Exercise Equipment | Russell IV | Cost per SF | 2280 | 56.81 | 0% | 56.81 | 129526.8 | [7 empty] | 105465 |  | 24061.8 | 22.81%
Playground / Basketball Hoop | N/A | 0 | 0 | 0 | 0% | 0 | 0 | [7 empty] | 200000 |  | -200000 | -100%
Maintenance Shop Equipment | Russell IV | LS | 1 | 15000 | 0% | 15000 | 15000 | [9 empty] | 15000 | 0%
Maintenance Shop Start Up Supplies | Russell IV | LS | 1 | 5000 | 0% | 5000 | 5000 | [9 empty] | 5000 | 0%
Fixed Asset Misc. | N/A | 0 | 0 | 0 | 0% | 0 | 0 | [9 empty] | 0 | 0%
Interior Furniture | Allowance | LS | 1 | 1250000 | 0% | 1250000 | 1250000 | [7 empty] | 1219427 |  | 30573 | 2.507%
Exterior Furniture | Allowance | LS | 1 | 200000 | 0% | 200000 | 200000 | [7 empty] | 259698 |  | -59698 | -22.99%
Rec Building TV Media Computer | Russell IV | LS | 1 | 19500 | 0% | 19500 | 19500 | [7 empty] | 19500 |  | 0 | 0%
Rec Building Telephone System | Russell IV | LS | 1 | 2000 | 0% | 2000 | 2000 | [7 empty] | 2000 |  | 0 | 0%
Maintenance Radios | Russell IV | LS | 1 | 1200 | 0% | 1200 | 1200 | [7 empty] | 1200 |  | 0 | 0%
Construction Contingency | [7 empty] | 4028141.9913 | [7 empty] | 3667254.2207 | 360887.7707 | 9.841%
Construction Contingency |  | 0 | 5% | 0 | 0% | 0 | 4028141.9913 | [7 empty] | 3667254.2207 |  | 360887.7707 | 9.841%
Sub Bonds | [7 empty] | 858892.2777 | [7 empty] | 845508.6454 | 13383.6323 | 1.583%
Sub Bonds |  | 0 | 1.3% | 0 | 0% | 0 | 858892.2777 | [7 empty] | 845508.6454 |  | 13383.6323 | 1.583%
GL Insurance | [7 empty] | 745129.1874 | [7 empty] | 464899.0749 | 280230.1125 | 60.28%
GL Insurance |  | 3.03 per $1,000 | 3.03 | 0 | 0% | 0 | 372564.5937 | [7 empty] | 232449.5375 |  | 140115.0563 | 60.28%
Misc. |  | 5% of GL Ins. | 5% | 0 | 0% | 0 | 18628.2297 | [7 empty] | 11622.4769 |  | 7005.7528 | 60.28%
Umbrella |  | 95% of GL Ins. | 95% | 0 | 0% | 0 | 353936.364 | [7 empty] | 220827.0606 |  | 133109.3034 | 60.28%
Contractor Fee | [7 empty] | 5653532.6194 | [7 empty] | 5562058.5454 | 91474.074 | 1.645%
Overhead |  | 0 | 2% | 0 | 0% | 0 | 1413383.1549 | [7 empty] | 1390514.6364 |  | 22868.5185 | 1.645%
Contractor Fee |  | 0 | 6% | 0 | 0% | 0 | 4240149.4646 | [7 empty] | 4171543.9091 |  | 68605.5555 | 1.645%
Total Hard Costs | [7 empty] | #REF! | [7 empty] | 82742976.584 | #REF! | #REF!
[16 empty] | Sum of Summary | 2150172.5464

## Another Uselss (hidden)
| LEVEL 1.1 (LATEST) | [7 empty] | LEVEL 1
| Project Details |  |  |  |  | Unit Breakdown |  |  | Project Details |  |  |  |  | Unit Breakdown
| Project | West Henderson |  |  |  | Unit Type | Number | % | Project | West Henderson |  |  |  | Unit Type | Number | %
| Budget Level | Level 1 |  |  |  | Studios | 0 | 0% | Budget Level | Level 1 |  |  |  | Studios | 0 | 0%
| Product | Affordable |  |  |  | 1 Br - 1 Ba | 171 | 43.85% | Product | Affordable |  |  |  | 1 Br - 1 Ba | 166 | 42.56%
| Start Date |  |  |  |  | 2 Br - 1 Ba | 52 | 13.33% | Start Date |  |  |  |  | 2 Br - 1 Ba | 46 | 11.79%
| Timeline | 26 |  |  |  | 2 Br - 2 Ba | 118 | 30.26% | Timeline | 26 |  |  |  | 2 Br - 2 Ba | 125 | 32.05%
| Floors | 2 & 3 Levels |  |  |  | 3 Br - 2 Ba | 49 | 12.56% | Floors | 2 & 3 Levels |  |  |  | 3 Br - 2 Ba | 52 | 13.33%
| Bldg. SF | 431911 |  |  |  | Totals | 390 | 100% | Bldg. SF | 428629 |  |  |  | Totals | 389 | 99.74%
| Acres | 15.826 |  |  |  | Parking |  |  | Acres | 15.826 |  |  |  | Parking
| Site SF | 689380.56 |  |  |  | Garage Parking |  | 0 | Site SF | 689380.56 |  |  |  | Garage Parking |  | 0
| Buildings | 5 |  |  |  | Cover Parking |  | 388 | Buildings | 5 |  |  |  | Cover Parking |  | 360
[6 empty] | Open Parking |  | 403 | [5 empty] | Open Parking |  | 321
|  |  | Net Change |  |  | Accessible Parking |  | 16 | [5 empty] | Accessible Parking |  | 14
| TOTAL COST | #REF! | #REF! | #REF! |  | Private Garages |  | 0 | TOTAL COST | 82742976.584 |  |  |  | Private Garages |  | 0
| PER UNIT | #REF! | #REF! |  |  | Total Parking Provided |  | 807 | PER UNIT | 212706.8807 |  |  |  | Total Parking Provided |  | 681
| PER GSF | #REF! | #REF! |  |  | Parking Ratio |  | 2.0692 | PER GSF | 193.041 |  |  |  | Parking Ratio |  | 1.79 | Conditions | Conditions
WEST HENDERSON | [16 empty] | 75000 | 5%
Description | Source | UOM | QTY | U.P. | % | Total U.P. | Sub Total | Total | Source | UOM | QTY | U.P. | % | Total U.P. | Sub Total | Total | PV$ | PV% | Notes
General Requirements | [7 empty] | 4240149 | [7 empty] | 3987932 | 252217 | 6.325%
General Requirement | 0 | Mo | 26 | 163082.6538 | 0% | 163082.6538 | 4240149 | [7 empty] | 3987932 |  | 252217 | 6.325%
Existing Conditions | [7 empty] | 12000 | [7 empty] | 10000 | 2000 | 20%
Potholing | Allowance | 0 | 1 | 12000 | 0% | 12000 | 12000 | [7 empty] | 10000 |  | 2000 | 20%
Concrete | [7 empty] | 2934605.2 | [7 empty] | 2940364.46 | -5759.26 | -0.1959%
Slabs | Torrey Pines | SF | 172112 | 11.99 | 0% | 11.99 | 2063622.88 | [7 empty] | 1934557.66 |  | 129065.22 | 6.672% | Latest budget has pricing of $1.5 / SF less than 11/9/23 budget.
Deepened Footings | N/A | 0 | 0 | 0 | 0% | 0 | 0 | [7 empty] | 0 |  | 0 | 0%
Concrete Slab Repairs | Allowance | LS | 1 | 7500 | 0% | 7500 | 7500 | [7 empty] | 2500 |  | 5000 | 200%
Pump House Concrete | Torrey Pines | SF | 300 | 11.99 | 0% | 11.99 | 3597 | [7 empty] | 6310 |  | -2713 | -43%
Trash Enclosure Concrete | Torrey Pines | Count | 14 | 2757.75 | 0% | 2757.75 | 38608.5 | [7 empty] | 32376 |  | 6232.5 | 19.25%
Pool Area Shower Concrete | Torrey Pines | LS | 1 | 2500 | 0% | 2500 | 2500 | [7 empty] | 5000 |  | -2500 | -50%
Cabana Concrete | N/A | 0 | 0 | 0 | 0% | 0 | 0 | [7 empty] | 0 |  | 0 | 0%
Pool Equipment Foundation | N/A | 0 | 0 | 0 | 0% | 0 | 0 | [7 empty] | 0 |  | 0 | 0%
Lightweight Concrete | Torrey Pines | SF | 256531 | 2.94 | 0% | 2.94 | 754201.14 | [7 empty] | 724351.4 |  | 29849.74 | 4.121%
Deck Concrete | Torrey Pines | SF | 3268 | 19.76 | 0% | 19.76 | 64575.68 | [7 empty] | 235269.4 |  | -170693.72 | -72.55% | New takeoff has 1/3 of the square footage as well pricing of $7 / SF less than 11/9/23 budget.
Parking Garage | [7 empty] | 0 | [7 empty] | 0 | 0 | 0%
Parking Garage Structure | N/A | 0 | 0 | 0 | 0% | 0 | 0 | [7 empty] | 0 |  | 0 | 0%
Core Slab Precast Concrete | N/A | 0 | 0 | 0 | 0% | 0 | 0 | [7 empty] | 0 |  | 0 | 0%
Concrete Slab on Grade | N/A | 0 | 0 | 0 | 0% | 0 | 0 | [7 empty] | 0 |  | 0 | 0%
Concrete Topping Slab 4" / Level | N/A | 0 | 0 | 0 | 0% | 0 | 0 | [7 empty] | 0 |  | 0 | 0%
Electrical | N/A | 0 | 0 | 0 | 0% | 0 | 0 | [7 empty] | 0 |  | 0 | 0%
Dry Sprinklers | N/A | 0 | 0 | 0 | 0% | 0 | 0 | [7 empty] | 0 |  | 0 | 0%
Mechanical Ventilation | N/A | 0 | 0 | 0 | 0% | 0 | 0 | [7 empty] | 0 |  | 0 | 0%
Stairs and Railings | N/A | 0 | 0 | 0 | 0% | 0 | 0 | [7 empty] | 0 |  | 0 | 0%
Masonry | [7 empty] | 246800 | [7 empty] | 217200 | 29600 | 13.63%
Elevator Shaft | Torrey Pines | Per Stop | 16 | 9500 | 0% | 9500 | 152000 | [7 empty] | 115500 |  | 36500 | 31.6%
Trash Enclosure | Torrey Pines | Count | 14 | 5700 | 0% | 5700 | 79800 | [7 empty] | 90000 |  | -10200 | -11.33%
Masonry Veneer | N/A | 0 | 0 | 0 | 0% | 0 | 0 | [7 empty] | 0 |  | 0 | 0%
Masonry Veneer Pool Area | Russell IV | LS | 1 | 6000 | 0% | 6000 | 6000 | [7 empty] | 6000 |  | 0 | 0%
Pool Eq. Shower Stone | Torrey Pines | LS | 1 | 9000 | 0% | 9000 | 9000 | [7 empty] | 5700 |  | 3300 | 57.89%
Metals | [7 empty] | 522166 | [7 empty] | 660950 | -138784 | -21%
Structural Steel | Allowance | LS | 1 | 125000 | 0% | 125000 | 125000 | [7 empty] | 267000 |  | -142000 | -53.18%
Elevator Shaft Iron | Torrey Pines | Count | 6 | 4040 | 0% | 4040 | 24240 | [7 empty] | 24000 |  | 240 | 1% | Lower pricing on Torrey Pines
Stair Handrails | Torrey Pines | Per Level | 60 | 2000 | 0% | 2000 | 120000 | [7 empty] | 188000 |  | -68000 | -36.17% | Lower pricing on Torrey Pines
Garage Stair Railings | N/A | 0 | 0 | 0 | 0% | 0 | 0 | [7 empty] | 0 |  | 0 | 0%
Cabana Iron | N/A | 0 | 0 | 0 | 0% | 0 | 0 | [7 empty] | 0 |  | 0 | 0%
Pool Equipment Gate | Torrey Pines | Count | 1 | 1950 | 0% | 1950 | 1950 | [7 empty] | 1950 |  | 0 | 0%
Iron Railings | Torrey Pines | LF | 2728 | 92 | 0% | 92 | 250976 | [7 empty] | 180000 |  | 70976 | 39.43% | Lower pricing on Torrey Pines
Cable Railings | N/A | 0 | 0 | 0 | 0% | 0 | 0 | [7 empty] | 0 |  | 0 | 0%
Wood, Plastics, & Composites | [7 empty] | 10820813.2861 | [7 empty] | 12091877.93 | -1271064.6439 | -10.51%
Dumpsters | 0 | 0 | 0 | 79 | 0% | 79 | 0 | [7 empty] | 30731 |  | -30731 | -100%
Framing | See Note | SF | 431911 | 20.96 | 0% | 20.96 | 9052854.56 |  |  |  |  | 19.45 | 20.55% | 23.447 | 10051350.05 |  | -998495.49 | -9.934% | 11/9/23 budget was using $19.45 (Pebble) + $4 contingency.
Framing - Crane | N/A | 0 | 0 | 0 | 0% | 0 | 0 | [7 empty] | 0 |  | 0 | 0%
Cabana Framing | N/A | 0 | 0 | 0 | 0% | 0 | 0 | [7 empty] | 0 |  | 0 | 0%
BBQ Framing | Allowance | LS | 6 | 2500 | 0% | 2500 | 15000 | [7 empty] | 2810 |  | 12190 | 433.8%
Fireplace Framing | N/A | 0 | 0 | 0 | 0% | 0 | 0 | [7 empty] | 0 |  | 0 | 0%
Trellis | N/A | 0 | 0 | 0 | 0% | 0 | 0 | [7 empty] | 0 |  | 0 | 0%
Pool Equipment Framing | N/A | 0 | 0 | 0 | 0% | 0 | 0 | [7 empty] | 0 |  | 0 | 0%
Finish Carpentry - Units | Torrey Pines | LSF | 332276 | 4.3045 | 0% | 4.3045 | 1430266.6423 | [7 empty] | 1525891.4 |  | -95624.7577 | -6.267% | Uncertain why previous budget had a different Cost / LSF for Torrey Pines ($4.30 verified.)
Finish Carpentry - Common | Torrey Pines | Common SF | 99635 | 3.1665 | 0% | 3.1665 | 315492.0838 | [7 empty] | 480064.48 |  | -164572.3962 | -34.28% | Level 1 used non winding bid on Torrey Pines.
BBQ Trim | Allowance | LS | 6 | 1200 | 0% | 1200 | 7200 | [7 empty] | 1031 |  | 6169 | 598.4%
Shutters | N/A | 0 | 0 | 0 | 0% | 0 | 0 | [7 empty] | 0 |  | 0 | 0%
Thermal & Moisture Protection | [7 empty] | 2429272.57 | [7 empty] | 2408537.52 | 20735.05 | 0.8609%
Insulation | Torrey Pines | SF | 431911 | 2.7 | 0% | 2.7 | 1166159.7 | [7 empty] | 1178729.75 |  | -12570.05 | -1.066%
Roofing | Torrey Pines | Square | 1745.48 | 603 | 0% | 603 | 1052524.44 | [7 empty] | 1034786 |  | 17738.44 | 1.714%
Cabana Roofing | N/A | 0 | 0 | 0 | 0% | 0 | 0 | [7 empty] | 0 |  | 0 | 0%
Pump House Roofing | Allowance | LS | 1 | 7500 | 0% | 7500 | 7500 | [7 empty] | 6700 |  | 800 | 11.94%
Pool Equipment Roofing | Allowance | LS | 1 | 7500 | 20% | 9000 | 9000 | [7 empty] | 0 |  | 9000 | 0%
Trash Enclosure Cover | Decatur | Count | 14 | 5800 | 20% | 6960 | 97440 | [7 empty] | 84000 |  | 13440 | 16%
Pigeon Proofing | Torrey Pines | SF | 431911 | 0.08 | 0% | 0.08 | 34552.88 | [7 empty] | 34290.32 |  | 262.56 | 0.7657%
Gutters and Downspouts | Torrey Pines | SF | 431911 | 0.05 | 0% | 0.05 | 21595.55 | [7 empty] | 21431.45 |  | 164.1 | 0.7657%
Roof Ladders | Torrey Pines | Count | 10 | 1550 | 0% | 1550 | 15500 | [7 empty] | 18600 |  | -3100 | -16.67%
Roof Access Doors | Torrey Pines | Count | 10 | 2500 | 0% | 2500 | 25000 | [7 empty] | 30000 |  | -5000 | -16.67%
Roof Winch | N/A | 0 | 0 | 0 | 0% | 0 | 0 | [7 empty] | 0 |  | 0 | 0%
Openings | [7 empty] | 639799.7895 | [7 empty] | 517390.8 | 122408.9895 | 23.66% | Level 2 have dumpster for this section under construction cleaning contract.
Dumpsters | 0 | 0 | 0 | 79 | 0% | 79 | 0 | [7 empty] | 30731 |  | -30731 | -100% | Level 2 have dumpster for this section under construction cleaning contract.
Entry Doors | N/A | 0 | 0 | 0 | 0% | 0 | 0 | [7 empty] | 15908 |  | -15908 | -100%
Common Doors | Included | 0 | 0 | 0 | 0% | 0 | 0 | [7 empty] | 0 |  | 0 | 0%
Pocket Doors - 3 Panel | N/A | 0 | 0 | 0 | 0% | 0 | 0 | [7 empty] | 0 |  | 0 | 0%
Garage Doors | N/A | 0 | 0 | 0 | 0% | 0 | 0 | [7 empty] | 0 |  | 0 | 0%
Windows and Sliding Glass Doors | Torrey Pines | Per Unit | 390 | 1157.8947 | 15% | 1331.5789 | 519315.7895 | [7 empty] | 338896.8 |  | 180418.9895 | 53.24% | Included the latest efficiency requirement. 15% escalation with mode bedrooms/windows expected.
Windows Repair and Replacement | Allowance | Per Unit | 390 | 75 | 0% | 75 | 29250 | [7 empty] | 29175 |  | 75 | 0.2571%
Pool Equipment Windows | N/A | 0 | 0 | 0 | 0% | 0 | 0 | [7 empty] | 0 |  | 0 | 0%
Pool Glass Walls | N/A | 0 | 0 | 0 | 0% | 0 | 0 | [7 empty] | 0 |  | 0 | 0%
Fixed Glass | N/A | 0 | 0 | 0 | 0% | 0 | 0 | [7 empty] | 0 |  | 0 | 0%
Mirrors - LED | N/A | 0 | 0 | 0 | 0% | 0 | 0 | [7 empty] | 0 |  | 0 | 0%
Mirrors - LED Install | N/A | 0 | 0 | 0 | 0% | 0 | 0 | [7 empty] | 0 |  | 0 | 0%
Mirrors - Framed | N/A | 0 | 0 | 0 | 0% | 0 | 0 | [7 empty] | 0 |  | 0 | 0%
Mirrors - Polished Edges (Units) | Pebble | Unit | 557 | 162 | 0% | 162 | 90234 | [7 empty] | 101880 |  | -11646 | -11.43%
Mirrors - Polished Edges (Restrooms) | Allowance | Count | 4 | 250 | 0% | 250 | 1000 | [7 empty] | 800 |  | 200 | 25%
Finishes | [7 empty] | 7023592.8142 | [7 empty] | 7462650.5574 | -439057.7432 | -5.883%
Cost Prep Labor | 0 | 0 | 0 | 0.05 | 0% | 0.05 | 0 | [7 empty] | 21431.45 |  | -21431.45 | -100% | Deleted N/A allowance.
Cost Prep Mat | Allowance | LS | 1 | 25000 | 0% | 25000 | 25000 | [7 empty] | 34290.32 |  | -9290.32 | -27.09% | Included in Construction cleaning contract
Clean Up - Final | Torrey Pines | SF | 431911 | 0.85 | 0% | 0.85 | 367124.35 | [7 empty] | 257177.4 |  | 109946.95 | 42.75%
Clean Up - During Construction | Allowance | LS | 1 | 75000 | 0% | 75000 | 75000 | [7 empty] | 154306.44 |  | -79306.44 | -51.4%
Dumpsters | Latest | Unit | 390 | 79 | 0% | 79 | 30810 | [7 empty] | 30731 |  | 79 | 0.2571%
Clean Up - Hauling Exterior | Allowance | LS | 1 | 10000 | 0% | 10000 | 10000 | [7 empty] | 47149.19 |  | -37149.19 | -78.79%
Stucco | See Note | SY | 26012 | 42.3 | 0% | 40.81 | 1061549.72 | [7 empty] | 1199000 |  | -137450.28 | -11.46%
Stucco - Pump House | Allowance | LS | 1 | 6000 | 0% | 6000 | 6000 | [7 empty] | 6000 |  | 0 | 0%
Stucco - Walls | N/A | 0 | 0 | 0 | 0% | 0 | 0 | [7 empty] | 0 |  | 0 | 0%
Stucco - Pool Area | Allowance | LS | 1 | 2000 | 0% | 2000 | 2000 | [7 empty] | 2000 |  | 0 | 0%
Stucco - Cabana | N/A | 0 | 0 | 0 | 0% | 0 | 0 | [7 empty] | 0 |  | 0 | 0%
Stucco - Pool Equipment | N/A | 0 | 0 | 0 | 0% | 0 | 0 | [7 empty] | 0 |  | 0 | 0%
Stucco - Repairs | Allowance | LS | 1 | 4500 | 0% | 4500 | 4500 | [7 empty] | 0 |  | 4500 | 0%
Drywall | Torrey Pines | SF | 431911 | 8.02 | 0% | 8.02 | 3463926.22 | [7 empty] | 3600483.6 |  | -136557.38 | -3.793%
Drywall - Repairs | Allowance | Unit | 390 | 85 | 0% | 85 | 33150 | [7 empty] | 33065 |  | 85 | 0.2571%
Tile Tubs and Showers | N/A | 0 | 0 | 0 | 0% | 0 | 0 | [7 empty] | 0 |  | 0 | 0%
Common Tile | Pebble | LS | 1 | 67657 | 0% | 67657 | 67657 | [7 empty] | 17191 |  | 50466 | 293.6% | Based on Pebble contracted price.
Kitchen Backsplash | N/A | 0 | 0 | 0 | 0% | 0 | 0 | [7 empty] | 0 |  | 0 | 0%
Cabana Tile | N/A | 0 | 0 | 0 | 0% | 0 | 0 | [7 empty] | 0 |  | 0 | 0%
Flooring - Units | Decatur | SY | 36919.5556 | 18.7548 | 0% | 18.7548 | 692417.7442 | [7 empty] | 639683.2089 |  | 52734.5353 | 8.244% | Update budget uses latest vinyl plank proposal by RMI on Decatur
Common Wood | 0 | 0 | 0 | 30184 | 0% | 30184 | 0 | [7 empty] | 33202.4 |  | -33202.4 | -100% | Deleted N/A allowance.
Common Vinyl | 0 | 0 | 0 | 1994 | 0% | 1994 | 0 | [7 empty] | 2193.4 |  | -2193.4 | -100% | Deleted N/A allowance.
Hall Flooring | Pebble | SF | 431911 | 0.37 | 0% | 0.37 | 159807.07 | [7 empty] | 235745.95 |  | -75938.88 | -32.21%
Hall Flooring - Elevators | Allowance | Count | 6 | 1000 | 0% | 1000 | 6000 | [7 empty] | 3000 |  | 3000 | 100%
Common - Plank | 0 | SF | 0 | 0.090909 | 0% | 0.090909 | 0 | [7 empty] | 42862.9 |  | -42862.9 | -100% | Deleted N/A allowance.
Common - VCT | 0 | SF | 0 | 0.182 | 0% | 0.182 | 0 | [7 empty] | 8572.58 |  | -8572.58 | -100% | Deleted N/A allowance.
Common - Rubber Floor (Ecore) | Pebble | SF | 2280 | 16.53 | 0% | 16.53 | 37688.4 | [7 empty] | 30004.03 |  | 7684.37 | 25.61%
Common - Carpet Stairs | Pebble | Flight Stais | 52 | 462.035 | 0% | 462.035 | 24025.82 | [7 empty] | 34290.32 |  | -10264.5 | -29.93%
Hall Runner Install | Pebble | SF | 11223.5 | 1.5 | 0% | 1.5 | 16835.25 | [7 empty] | 12858.87 |  | 3976.38 | 30.92%
Hall Runner Materials | Pebble | SF | 11223.5 | 10 | 0% | 10 | 112235 | [7 empty] | 115729.83 |  | -3494.83 | -3.02%
Painting - Repairs | Allowance | Unit | 390 | 85 | 0% | 85 | 33150 | [7 empty] | 33065 |  | 85 | 0.2571%
Painting | Torrey Pines | SF | 431911 | 1.84 | 0% | 1.84 | 794716.24 | [7 empty] | 868616.6685 |  | -73900.4285 | -8.508%
Painting - Walls | N/A | 0 | 0 | 0 | 0% | 0 | 0 | [7 empty] | 0 |  | 0 | 0%
Painting - Pool Area | N/A | 0 | 0 | 0 | 0% | 0 | 0 | [7 empty] | 0 |  | 0 | 0%
Wall Covering | N/A | 0 | 0 | 0 | 0% | 0 | 0 | [7 empty] | 0 |  | 0 | 0%
Walls - Specialty | N/A | 0 | 0 | 0 | 0% | 0 | 0 | [7 empty] | 0 |  | 0 | 0%
Specialties | [7 empty] | 580446 | [7 empty] | 376038.3 | 204407.7 | 54.36%
Entry Directory | N/A | 0 | 0 | 0 | 0% | 0 | 0 | [7 empty] | 5478 |  | -5478 | -100%
Unit Carport Signs | Russell IV | Unit | 390 | 155 | 0% | 155 | 60450 | [7 empty] | 60295 |  | 155 | 0.2571%
Site Signage | Allowance | LS | 1 | 6000 | 0% | 6000 | 6000 | [7 empty] | 5688 |  | 312 | 5.485%
Entry Sign Letters | Allowance | LS | 1 | 5000 | 0% | 5000 | 5000 | [7 empty] | 4500 |  | 500 | 11.11%
Offsite Street Signs | Allowance | LS | 1 | 7000 | 0% | 7000 | 7000 | [7 empty] | 7000 |  | 0 | 0%
Bath Accessories | Russell IV | Per Bathroom | 557 | 17 | 0% | 17 | 9469 | [7 empty] | 7274.3 |  | 2194.7 | 30.17%
Shower Doors | N/A | 0 | 0 | 0 | 0% | 0 | 0 | [7 empty] | 0 |  | 0 | 0%
Fire Places | N/A | 0 | 0 | 0 | 0% | 0 | 0 | [7 empty] | 0 |  | 0 | 0%
Fire Places - Pool Area | N/A | 0 | 0 | 0 | 0% | 0 | 0 | [7 empty] | 0 |  | 0 | 0%
BBQ Units | Arzano | LS | 6 | 3360 | 0% | 3360 | 20160 | [7 empty] | 20000 |  | 160 | 0.8%
Lock Boxes | Allowance | Count | 10 | 600 | 0% | 600 | 6000 | [7 empty] | 2200 |  | 3800 | 172.7%
Fire Extinguishers | Allowance | Unit | 390 | 80 | 0% | 80 | 31200 | [7 empty] | 30731 |  | 469 | 1.526%
Mail Boxes | Rainbow | Unit | 390 | 153 | 10% | 168.3 | 65637 | [7 empty] | 59517 |  | 6120 | 10.28%
Closet Shelving | Torrey Pines | Unit | 390 | 220 | 10% | 242 | 94380 | [7 empty] | 75855 |  | 18525 | 24.42%
Window Awnings Small | Torrey Pines | LF | 72 | 2500 | 0% | 2500 | 180000 | [7 empty] | 37500 |  | 142500 | 380% | New windows with a hight efficiency.
Window Awnings Large | Torrey Pines | LF | 11 | 8650 | 0% | 8650 | 95150 | [7 empty] | 60000 |  | 35150 | 58.58%
Equipment | [7 empty] | 1248584 | [7 empty] | 1176093.65 | 72490.35 | 6.164%
Appliances | Pebble | Unit | 390 | 3201.4974 | 0% | 3201.4974 | 1248584 | [7 empty] | 1176093.65 |  | 72490.35 | 6.164%
Furnishings | [7 empty] | 2373780.1008 | [7 empty] | 2418291.5 | -44511.3992 | -1.841%
Dumpsters | 0 | Unit | 0 | 79 | 0% | 79 | 0 | [7 empty] | 30731 |  | -30731 | -100% | Level 2 have dumpster for this section under construction cleaning contract.
Blinds | Decatur | Per Unit | 390 | 377.7773 | 15% | 434.4439 | 169433.1239 | [7 empty] | 110495.45 |  | 58937.6739 | 53.34% | 15% escalation with more bedroom/windows expected.
Cabinets Units | Decatur | Unit | 390 | 3148 | 15% | 3620.2 | 1411878 | [7 empty] | 1372022.45 |  | 39855.55 | 2.905% | Previous budget had a 20% bid risk. Added 15% escalation for the 2nd bathroom & new cabinet selection at Decatur.
Cabinet Common Areas | Pebble | LS | 2 | 15700 | 0% | 15700 | 31400 | [7 empty] | 75000 |  | -43600 | -58.13%
Counter Tops Units | Decatur | Unit | 390 | 1567.6008 | 15% | 1802.741 | 703068.9769 | [7 empty] | 781963.6 |  | -78894.6231 | -10.09% | Added 15% escalation for 2nd bath in 43% & to account for increase in price with new top selection at Decatur.
Counter Tops Common Areas | Allowance | LS | 2 | 20000 | 0% | 20000 | 40000 | [7 empty] | 35000 |  | 5000 | 14.29%
Counter Tops Pool Area | N/A | 0 | 0 | 0 | 0% | 0 | 0 | [7 empty] | 0 |  | 0 | 0%
BBQ Top | Allowance | LS | 3 | 6000 | 0% | 6000 | 18000 | [7 empty] | 13079 |  | 4921 | 37.63%
Special Construction | [7 empty] | 1538212.8069 | [7 empty] | 1227428.12 | 310784.6869 | 25.32%
Pools and Spas | Torrey Pines | LS | 1 | 245000 | 0% | 245000 | 245000 | [7 empty] | 317532 |  | -72532 | -22.84% | Based on latest pricing
Carports | Pebble | Count | 388 | 2762.3793 | 20% | 3314.8552 | 1286163.8069 |  | Flamingo | Unit | 360 | 2488.717 | 0% | 2488.717 | 895938.12 |  | 390225.6869 | 43.55% | Providing allowance of 30% of Solar. Added 20% escalation due to our prefer trade changing ownership (sell.)
Pool Equipment Cover | Decatur | Count | 1 | 7049 | 0% | 7049 | 7049 | [7 empty] | 13958 |  | -6909 | -49.5%
Trash Chute | [7 empty] | #REF! | [7 empty] | 0 | #REF! | 0%
Trash Chute | #REF! | #REF! | #REF! | #REF! | #REF! | #REF! | #REF! | [7 empty] | 0 |  | #REF! | 0%
Conveying Equipment | [7 empty] | 581746.6667 | [7 empty] | 481216 | 100530.6667 | 20.89%
Elevator | Decatur | Stop | 16 | 35546.6667 | 0% | 35546.6667 | 568746.6667 | [7 empty] | 469216 |  | 99530.6667 | 21.21% | Using Decatur 3 Stop Gen 3 for 3-story blds and price provided at Decatur for Hydrolift for the 2-story (prorated amount.)
Pool and Spa Lifts | Russell IV | Count | 2 | 6500 | 0% | 6500 | 13000 | [7 empty] | 12000 |  |  | 0%
Fire Suppression | [7 empty] | 1217096.61 | [7 empty] | 1248365.8425 | -31269.2325 | -2.505%
Sprinkler Design | Allowance | SF | 431911 | 0.06 | 0% | 0.06 | 25914.66 | [7 empty] | 25717.74 |  | 196.92 | 0.7657%
Sprinkler System | Torrey Pines | SF | 431911 | 2.45 | 0% | 2.45 | 1058181.95 | [7 empty] | 1102648.1025 |  | -44466.1525 | -4.033%
Fire Pump | Torrey Pines | Count | 1 | 133000 | 0% | 133000 | 133000 | [7 empty] | 120000 |  | 13000 | 10.83%
Plumbing | [7 empty] | 4668056.9813 | [7 empty] | 5160559.9 | -492502.9187 | -9.544%
1 Bathroom Unit | Torrey Pines | Count | 223 | 10526 | 0% | 10526 | 2347298 |  | Flamingo | Unit | 212 | 10443.51 | 10% | 11603.9 | 2460026.8 |  | -112728.8 | -4.582% | Based on sovent system at Torrey Pines.
2 Bathroom Unit | Flamingo | Count | 167 | 13713.455 | 0% | 13713.455 | 2290146.9813 |  | Flamingo | Unit | 177 | 13575.87 | 10% | 15084.3 | 2669921.1 |  | -379774.1187 | -14.22%
Tiny Homes | N/A | 0 | 0 | 0 | 0% | 0 | 0 | [7 empty] | 0 |  | 0 | 0%
Pool Area | Torrey Pines | LS | 1 | 24612 | 0% | 24612 | 24612 | [7 empty] | 24612 |  | 0 | 0%
Pool Equipment | Allowance | LS | 1 | 6000 | 0% | 6000 | 6000 | [7 empty] | 6000 |  | 0 | 0%
HVAC | [7 empty] | 4216723.68 | [7 empty] | 4472265 | -255541.32 | -5.714%
HVAC Standard | Hualapai | Unit | 390 | 10812.112 | 0% | 10812.112 | 4216723.68 |  |  | Unit | 389 | 10949.3573 | 5% | 11496.8252 | 4472265 |  | -255541.32 | -5.714% | Enix provided budget proposal for Hualapai with new refrigerant.
Electrical | [7 empty] | 5075012.7185 | [7 empty] | 5228658.78 | -153646.0615 | -2.939%
Electrical | Torrey Pines | SF | 431911 | 9.27 | 5% | 9.7335 | 4204005.7185 |  | Pebble | SF | 428629 | 9.92 | 7.1% | 10.6243 | 4551999.68 |  | -347993.9615 | -7.645% | Used latest pricing. I am not sure if level 1 had allowance for expedited gear on psf pricing.
Electrical Fixtures | Pebble | Unit | 390 | 594 | 15% | 683.1 | 266409 | [7 empty] | 229299 |  | 37110 | 16.18% | Includes 15% due to 2x2 and 3x2 unit types.
Building Electrical Fixtures | Russell IV | Unit | 390 | 119 | 0% | 119 | 46410 | [7 empty] | 46291 |  | 119 | 0.2571%
Hall Lighting Fixtures | Russell IV | Unit | 390 | 112 | 0% | 112 | 43680 | [7 empty] | 43568 |  | 112 | 0.2571%
Carports Electrical | Russell IV | Space | 388 | 138 | 0% | 138 | 53544 | [7 empty] | 49680 |  | 3864 | 7.778%
Carport Fixtures | Russell IV | Space | 388 | 24 | 0% | 24 | 9312 | [7 empty] | 18522 |  | -9210 | -49.72%
Cabana Electrical | N/A | 0 | 0 | 0 | 0% | 0 | 0 | [7 empty] | 0 |  | 0 | 0%
Cabana Fixtures | N/A | 0 | 0 | 0 | 0% | 0 | 0 | [7 empty] | 0 |  | 0 | 0%
Street Lights | LS | LS | 1 | 275000 | 0% | 275000 | 275000 | [7 empty] | 175000 |  | 0 | 0% | Includes 11 Street lights and $1.6MM for traffic signal. Nearest street light and signal is 3,100 LF to the north (Volunteer & LV Blvd)
Traffic Signal | LS | LS | 1 | 100000 | 0% | 100000 | 100000 | [7 empty] | 0 |  | 0 | 0% | Traffic Signal (1)
Site Lighting Electrical | Russell IV | Acre | 15.826 | 1000 | 0% | 1000 | 15826 | [7 empty] | 19500 |  | -3674 | -18.84%
Site Lighting Fixtures | Russell IV | Acre | 15.826 | 1000 | 0% | 1000 | 15826 | [7 empty] | 28024.1 |  | -12198.1 | -43.53%
Pool Lighting Electrical | Russell IV | LS | 1 | 17000 | 0% | 17000 | 17000 | [7 empty] | 13178 |  | 3822 | 29%
Pool Lighting Fixtures | Russell IV | LS | 1 | 11000 | 0% | 11000 | 11000 | [7 empty] | 22000 |  | -11000 | -50%
Pool Equipment Electrical | Russell IV | LS | 1 | 2000 | 0% | 2000 | 2000 | [7 empty] | 4000 |  | -2000 | -50%
Pump House Electrical | Russell IV | LS | 1 | 14250 | 0% | 14250 | 14250 | [7 empty] | 26997 |  | -12747 | -47.22%
Pump House Fixtures | Russell IV | LS | 1 | 750 | 0% | 750 | 750 | [7 empty] | 600 |  | 150 | 25%
Communications | [7 empty] | 260127.49 | [7 empty] | 194211.679 | 65915.811 | 33.94%
TV and Media | Allowance | LS | 5 | 900 | 0% | 900 | 4500 | [7 empty] | 900 |  | 3600 | 400%
DAS System | Pebble | SF | 431911 | 0.59 | 0% | 0.59 | 254827.49 | [7 empty] | 193311.679 |  | 61515.811 | 31.82%
Pool ADA Phone | N/A | LS | 1 | 800 | 0% | 800 | 800 | [7 empty] | 800 |  | 0 | 0%
Electronic Safety & Security | [7 empty] | 1236018.7376 | [7 empty] | 952019.15 | 283999.5876 | 29.83%
Security System | Decatur | Unit | 390 | 581 | 0% | 581 | 226590 | [7 empty] | 225620 |  | 970 | 0.4299%
Site Security System | Pebble | Unit | 390 | 442 | 0% | 442 | 172380 | [7 empty] | 127203 |  | 45177 | 35.52% | Used Pebble job cost.
Fire Alarm / Two Way Comm AOR | Decatur | SF | 431911 | 1.938 | 0% | 1.938 | 837048.7376 |  |  | SF | 428629 | 1.3314 | 5% | 1.3979 | 599196.15 |  | 237852.5876 | 39.7% | Latest includes New 520 Hz Tone Requirement
#REF!
Earthwork | [7 empty] | 2009333.5559 | [7 empty] | 2710157.6135 | -700824.0576 | -25.86%
Construction Water | Wigwam | Acre | 15.826 | 6331.55 | 0% | 6331.55 | 100203.1103 | [7 empty] | 100608.3295 |  | -405.2192 | -0.4028%
Dust Control | Wigwam | Acre | 15.826 | 3485.6 | 0% | 3485.6 | 55163.1056 | [7 empty] | 55386.184 |  | -223.0784 | -0.4028%
Demolition | N/A | 0 | 0 | 0 | 0% | 0 | 0 | [7 empty] | 0 |  | 0 | 0%
Rock Dirt Haul Off | Budget | LS | 1 | 100000 | 0% | 100000 | 100000 | [7 empty] | 100000 |  | 0 | 0% | Level 2 has lower allowance. No particular reason.
Mass Grading | Budget | LS | 1 | 1319548 | 0% | 1319548 | 1319548 | [7 empty] | 2029089 |  | -709541 | -34.97% | Difference is primarly on he import/export CY. Pete's latest rough grading shows close to a balance site (previous 30k vs 5k CY.)
Fine Grade | Budget | LS | 1 | 43430 | 0% | 43430 | 43430 | [7 empty] | 33919 |  | 9511 | 28.04%
Hard Dig | Budget | LS | 1 | 350000 | 0% | 350000 | 350000 | [7 empty] | 350000 |  | 0 | 0%
Dewatering | N/A | 0 | 0 | 0 | 0% | 0 | 0 | [7 empty] | 0 |  | 0 | 0%
Storm Water Prevention | Wigwam | Acre | 15.826 | 2590 | 0% | 2590 | 40989.34 | [7 empty] | 41155.1 |  | -165.76 | -0.4028%
Exterior Improvements | [7 empty] | 7935480.586 | [7 empty] | 6283193.943 | 1652286.643 | 26.3%
Bond Repair | Russell IV | LS | 1 | 5000 | 0% | 5000 | 5000 | [7 empty] | 5000 |  | 0 | 0%
Street Cleaning | Russell IV | LS | 1 | 7500 | 0% | 7500 | 7500 | [7 empty] | 2500 |  | 5000 | 200%
Asphalt Sawcut and Removal | Budget | LS | 1 | 15000 | 0% | 15000 | 15000 | [7 empty] | 15000 |  | 0 | 0%
Paving | Budget | LS | 1 | 708863.2 | 0% | 708863.2 | 708863.2 | [7 empty] | 617698.2 |  | 91165 | 14.76% | 2" AC / 4" Type II on 272k sf onsite parking/street. Cost estimate provided by Rocky Mountain.
Seal Coat | Russell IV | SF | 272443 | 0.15 | 0% | 0.15 | 40866.45 | [7 empty] | 41244.906 |  | -378.456 | -0.9176%
Pavers | Russell IV | LF | 900 | 7.5 | 0% | 7.5 | 6750 | [7 empty] | 22376 |  | -15626 | -69.83%
Pool Decks | Russell IV | SF | 7964 | 7.5 | 0% | 7.5 | 59730 | [7 empty] | 32102 |  | 27628 | 86.06%
Curbs and Gutters | Budget | LS | 1 | 172530 | 0% | 172530 | 172530 | [7 empty] | 84271.5 |  | 88258.5 | 104.7%
Tack On Curb | Budget | LS | 1 | 206646 | 0% | 206646 | 206646 | [7 empty] | 145736.32 |  | 60909.68 | 41.79%
Concrete Flatwork | Budget | LS | 1 | 309236 | 0% | 309236 | 309236 | [7 empty] | 424633.2 |  | -115397.2 | -27.18%
Bus Pad | N/A | 0 | 0 | 0 | 0% | 0 | 0 | [7 empty] | 0 |  | 0 | 0%
Pool Hardscape | Russell IV | LS | 1 | 9660 | 0% | 9660 | 9660 | [7 empty] | 9660 |  | 0 | 0%
Street Signs / Striping | Russell IV | Acre | 15.826 | 2476 | 0% | 2476 | 39185.176 | [7 empty] | 39343.64 |  | -158.464 | -0.4028%
Walls Iron | Budget | LS | 1 | 163650 | 0% | 163650 | 163650 | [7 empty] | 351360 |  | -187710 | -53.42%
Trash Enclosure Iron Gates | Budget | Count | 14 | 2485 | 0% | 2485 | 34790 | [7 empty] | 30000 |  | 4790 | 15.97%
Site Railings | Allowance | LS | 1 | 15000 | 0% | 15000 | 15000 | [7 empty] | 10000 |  | 5000 | 50%
Dog Run Fence | Torrey Pines | LF | 400 | 70 | 0% | 70 | 28000 | [7 empty] | 16200 |  | 11800 | 72.84%
Pool Fence | Budget | LF | 437 | 75 | 0% | 75 | 32775 | [7 empty] | 40500 |  | -7725 | -19.07%
Pool Fence Gates | Budget | Count | 2 | 1950 | 0% | 1950 | 3900 | [7 empty] | 2000 |  | 1900 | 95%
Entry Security Gates | LS | Count | 2 | 96000 | 0% | 96000 | 192000 | [7 empty] | 96000 |  | 96000 | 100%
Entry Security Gates Electrical | LS | Count | 2 | 3555 | 0% | 3555 | 7110 | [7 empty] | 3555 |  | 3555 | 100%
Entry Gate Transmitters | N/A | 0 | 0 | 44 | 0% | 44 | 0 | [7 empty] | 17116 |  | -17116 | -100%
Entry Gates | N/A | 0 | 0 | 1950 | 0% | 1950 | 0 | [7 empty] | 4800 |  | -4800 | -100%
Temp Fencing | Russell IV | Acre | 15.826 | 2500 | 0% | 2500 | 39565 | [7 empty] | 32500 |  | 7065 | 21.74%
Walls Masonry | Budget | LS | 1 | 545312.68 | 0% | 545312.68 | 545312.68 | [7 empty] | 244000 |  | 301312.68 | 123.5% | Added $50k for the additional wall masonry required by City of Henderson on the north/northeast perimeter.
Walls Pilaster Caps | Included | LS | 1 | 0 | 0% | 0 | 0 | [7 empty] | 20866.88 |  | -20866.88 | -100%
Retaining Walls | Allowance | LS | 1 | 125000 | 0% | 125000 | 125000 | [7 empty] | 50000 |  | 75000 | 150% | Added $50k to previous budget. This allowance covers the estimated 1,000 LF of 4' retaining wall required on the south project perimeter.
Pool Walls | Allowance | LS | 1 | 11000 | 0% | 11000 | 11000 | [7 empty] | 10000 |  | 1000 | 10%
Site Furniture Permanent | Allowance | LS | 1 | 7000 | 0% | 7000 | 7000 | [7 empty] | 14000 |  | -7000 | -50%
Site Landscaping | Torrey Pines | SF | 187517 | 16.34 | 0% | 16.34 | 3064027.78 | [7 empty] | 2640182.297 |  | 423845.483 | 16.05% | Average of the last 2 projects (includes GTI proposal on Torrey and Decatur.)
Site Landscaping Lighting | N/A | 0 | 0 | 0 | 0% | 0 | 0 | [7 empty] | 0 |  | 100000 | 0%
Site Landscaping Planter Pots | N/A | 0 | 0 | 0 | 0% | 0 | 0 | [7 empty] | 0 |  | 360000 | 0%
Offsite Asphalt Sawcut and Removal | Allowance | LS | 1 | 25000 | 0% | 25000 | 25000 | [7 empty] | 15000 |  | 10000 | 66.67%
Offsite Paving | Budget | LS | 1 | 1843875.3 | 0% | 1843875.3 | 1843875.3 | [7 empty] | 1171600 |  | 672275.3 | 57.38% | Takeoff of 169k SF of 7"/10" with 1" UTAC. Rocky Mountain provided cost estimate.
Offsite Curbs and Gutters | Budget | LS | 1 | 124911 | 0% | 124911 | 124911 | [7 empty] | 17648 |  | 107263 | 607.8% | Added Larson Islands and roundabouts A Curb.
Offsite Concrete Flatwork | Budget | LS | 1 | 91597 | 0% | 91597 | 91597 | [7 empty] | 56300 |  | 35297 | 62.69% | Based on takeoffs.
Utilities | [7 empty] | 7586858.1757 | [7 empty] | 5999860 | 1586998.1757 | 26.45%
Temp Power | Flamingo | Unit | 390 | 360.1154 | 0% | 360.1154 | 140445 | [7 empty] | 0 |  | 140445 | 0%
Traffic Control, AC Removal and Patch | N/A |  |  | 0 | 0% | 0 | 0 | [7 empty] | 0 |  | 0 | 0%
Water | Budget | LS | 1 | 832918.12 | 0% | 832918.12 | 832918.12 | [7 empty] | 1401115 |  | -568196.88 | -40.55% | Based on takeoffs.
Sewer | Budget | LS | 1 | 394942 | 0% | 394942 | 394942 | [7 empty] | 482425 |  | -87483 | -18.13% | Based on takeoffs.
Storm Drain | N/A |  |  | 0 | 0% | 0 | 0 | [7 empty] | 0 |  | 0 | 0%
Sub Drains | Allowance | LS | 1 | 15000 | 0% | 15000 | 15000 | [7 empty] | 5000 |  | 10000 | 200%
Electric | Budget | LS | 1 | 432813 | 0% | 432813 | 432813 | [7 empty] | 514000 |  | -81187 | -15.8% | 4" conduit & 4 transformers + allowance for hard dig and street work. NO PLACE HOLDER FOR LOWERING COX/DATE LINE CROSSING THE SITE.
Secondary Conduit | Allowance | LS | 1 | 25000 | 0% | 25000 | 25000 | [7 empty] | 20000 |  | 5000 | 25%
Bollards | N/A |  |  | 0 | 0% | 0 | 0 | [7 empty] | 0 |  | 0 | 0%
Cable TV | N/A |  |  | 0 | 0% | 0 | 0 | [7 empty] | 25000 |  | -25000 | -100%
Phone | N/A |  |  | 0 | 0% | 0 | 0 | [7 empty] | 0 |  | 0 | 0%
Off Site Water | Budget | LS | 1 | 2200067.3967 | 0% | 2200067.3967 | 2200067.3967 | [7 empty] | 1919160 |  | 280907.3967 | 14.64% | Using Pete's Plan B or Worse case scenerio where water POC is in Augmon.
Off Site Sewer | Budget | LS | 1 | 1474233.6057 | 0% | 1474233.6057 | 1474233.6057 | [7 empty] | 1133160 |  | 341073.6057 | 30.1% | Using Pete's Plan B or Worse case scenerio where water POC is in Augmon.
Off Site Storm Drain | Allowance | LS | 1 | 649389 | 0% | 649389 | 649389 | [7 empty] | 0 |  | 649389 | 0% | Based on Pete's latest storm drain marked up plan provided on 12/2/24 meeting.
Off Site Electric | Budget | LS | 1 | 1310050.0533 | 0% | 1310050.0533 | 1310050.0533 | [7 empty] | 500000 |  | 810050.0533 | 162% | Based on a 4,562 LF run of 6" conduit connecting at Power station on Gilespie ST / Torrey Pines pricing.
2538460.7611
Transportation | [7 empty] | 15000 | [7 empty] | 7500 | 7500 | 100%
Traffic Control | Allowance | LS | 1 | 15000 | 0% | 15000 | 15000 | [7 empty] | 7500 |  | 7500 | 100%
Electrical Power Generation | [7 empty] | 469750 | [7 empty] | 373630.0769 | 96119.9231 | 25.73%
Solar PV System | Wigwam | Unit | 390 | 1025 | 0% | 1025 | 399750 | [7 empty] | 352793.0769 |  | 46956.9231 | 13.31%
Solar PV Conduit | Allowance | LS | 1 | 50000 | 0% | 50000 | 50000 | [7 empty] | 20837 |  | 29163 | 140%
Car Charging Stations | Allowance | LS | 1 | 20000 | 0% | 20000 | 20000 | [7 empty] | 0 |  | 20000 | 0%
Field Surveys, Staking | [7 empty] | 427358.9736 | [7 empty] | 420665.744 | 6693.2296 | 1.591%
Staking | Wigwam | LS | 15.826 | 2914 | 0% | 2914 | 46116.964 | [7 empty] | 37882 |  | 8234.964 | 21.74%
Re Staking | Wigwam | LS | 15.826 | 1542 | 0% | 1542 | 24403.692 | [7 empty] | 24502.38 |  | -98.688 | -0.4028%
Certs and Verifications | Wigwam | LS | 15.826 | 1870 | 0% | 1870 | 29594.62 | [7 empty] | 29714.3 |  | -119.68 | -0.4028%
Slab Testing | Wigwam | LS | 15.826 | 6618.4 | 0% | 6618.4 | 104742.7984 | [7 empty] | 105166.376 |  | -423.5776 | -0.4028%
Grading Testing | Wigwam | LS | 15.826 | 4006 | 0% | 4006 | 63398.956 | [7 empty] | 63655.34 |  | -256.384 | -0.4028%
Other Testing | Wigwam | LS | 15.826 | 3544.2 | 0% | 3544.2 | 56090.5092 | [7 empty] | 56317.338 |  | -226.8288 | -0.4028%
Masonry Testing | Wigwam | LS | 15.826 | 816 | 0% | 816 | 12914.016 | [7 empty] | 12966.24 |  | -52.224 | -0.4028%
Pavement Testing | Wigwam | LS | 15.826 | 716.4 | 0% | 716.4 | 11337.7464 | [7 empty] | 11383.596 |  | -45.8496 | -0.4028%
Third Party Inspections | Wigwam | LS | 15.826 | 4976.6 | 0% | 4976.6 | 78759.6716 | [7 empty] | 79078.174 |  | -318.5024 | -0.4028%
5th Story Factor | [7 empty] | 0 | [7 empty] | 0 | 0 | 0%
5th Story Factor | N/A | 0 | 0 | 0 | 0% | 0 | 0 | [7 empty] | 0 |  | 0 | 0%
Fire Command Center Control Panel | N/A | 0 | 0 | 0 | 0% | 0 | 0 | [7 empty] | 0 |  | 0 | 0%
Smoke Removal System | N/A | 0 | 0 | 0 | 0% | 0 | 0 | [7 empty] | 0 |  | 0 | 0%
Stairwell Pressurization | N/A | 0 | 0 | 0 | 0% | 0 | 0 | [7 empty] | 0 |  | 0 | 0%
Backup Generator | N/A | 0 | 0 | 0 | 0% | 0 | 0 | [7 empty] | 0 |  | 0 | 0%
Elevator Auto Closing Doors | N/A | 0 | 0 | 0 | 0% | 0 | 0 | [7 empty] | 0 |  | 0 | 0%
Increase Framing for 5 Story | N/A | 0 | 0 | 0 | 0% | 0 | 0 | [7 empty] | 0 |  | 0 | 0%
Increase Footings for 5 Story | N/A | 0 | 0 | 0 | 0% | 0 | 0 | [7 empty] | 0 |  | 0 | 0%
Bid Risk & BABA | [7 empty] | 1321372.7349 | [7 empty] | 1300782.5313 | 20590.2035 | 1.583%
BABA |  | 0 | 0% | 0 | 0% | 0 | 0 | [7 empty] | 0 |  | 0 | 0%
Bid Risk |  | 0 | 2% | 0 | 0% | 0 | 1321372.7349 | [7 empty] | 1300782.5313 |  | 20590.2035 | 1.583%
FFE | [7 empty] | 1675126.8 | [7 empty] | 1875415 | -200288.2 | -10.68%
Golf Carts | Alper | LS | 1 | 10000 | 0% | 10000 | 10000 | [7 empty] | 10000 |  | 0 | 0%
Convenience Store Equipment | N/A | 0 | 0 | 0 | 0% | 0 | 0 | [7 empty] | 0 |  | 0 | 0%
Pet Wash | Alper | LS | 1 | 21000 | 0% | 21000 | 21000 | [7 empty] | 21000 |  | 0 | 0%
Office Equipment | Russell IV | LS | 1 | 21900 | 0% | 21900 | 21900 | [7 empty] | 17425 |  | 4475 | 25.68%
Gym Exercise Equipment | Russell IV | Cost per SF | 2280 | 56.81 | 0% | 56.81 | 129526.8 | [7 empty] | 105465 |  | 24061.8 | 22.81%
Playground / Basketball Hoop | N/A | 0 | 0 | 0 | 0% | 0 | 0 | [7 empty] | 200000 |  | -200000 | -100%
Maintenance Shop Equipment | Russell IV | LS | 1 | 15000 | 0% | 15000 | 15000 | [9 empty] | 15000 | 0%
Maintenance Shop Start Up Supplies | Russell IV | LS | 1 | 5000 | 0% | 5000 | 5000 | [9 empty] | 5000 | 0%
Fixed Asset Misc. | N/A | 0 | 0 | 0 | 0% | 0 | 0 | [9 empty] | 0 | 0%
Interior Furniture | Allowance | LS | 1 | 1250000 | 0% | 1250000 | 1250000 | [7 empty] | 1219427 |  | 30573 | 2.507%
Exterior Furniture | Allowance | LS | 1 | 200000 | 0% | 200000 | 200000 | [7 empty] | 259698 |  | -59698 | -22.99%
Rec Building TV Media Computer | Russell IV | LS | 1 | 19500 | 0% | 19500 | 19500 | [7 empty] | 19500 |  | 0 | 0%
Rec Building Telephone System | Russell IV | LS | 1 | 2000 | 0% | 2000 | 2000 | [7 empty] | 2000 |  | 0 | 0%
Maintenance Radios | Russell IV | LS | 1 | 1200 | 0% | 1200 | 1200 | [7 empty] | 1200 |  | 0 | 0%
Construction Contingency | [7 empty] | 4028141.9913 | [7 empty] | 3667254.2207 | 360887.7707 | 9.841%
Construction Contingency |  | 0 | 5% | 0 | 0% | 0 | 4028141.9913 | [7 empty] | 3667254.2207 |  | 360887.7707 | 9.841%
Sub Bonds | [7 empty] | 858892.2777 | [7 empty] | 845508.6454 | 13383.6323 | 1.583%
Sub Bonds |  | 0 | 1.3% | 0 | 0% | 0 | 858892.2777 | [7 empty] | 845508.6454 |  | 13383.6323 | 1.583%
GL Insurance | [7 empty] | 745129.1874 | [7 empty] | 464899.0749 | 280230.1125 | 60.28%
GL Insurance |  | 3.03 per $1,000 | 3.03 | 0 | 0% | 0 | 372564.5937 | [7 empty] | 232449.5375 |  | 140115.0563 | 60.28%
Misc. |  | 5% of GL Ins. | 5% | 0 | 0% | 0 | 18628.2297 | [7 empty] | 11622.4769 |  | 7005.7528 | 60.28%
Umbrella |  | 95% of GL Ins. | 95% | 0 | 0% | 0 | 353936.364 | [7 empty] | 220827.0606 |  | 133109.3034 | 60.28%
Contractor Fee | [7 empty] | 5653532.6194 | [7 empty] | 5562058.5454 | 91474.074 | 1.645%
Overhead |  | 0 | 2% | 0 | 0% | 0 | 1413383.1549 | [7 empty] | 1390514.6364 |  | 22868.5185 | 1.645%
Contractor Fee |  | 0 | 6% | 0 | 0% | 0 | 4240149.4646 | [7 empty] | 4171543.9091 |  | 68605.5555 | 1.645%
Total Hard Costs | [7 empty] | #REF! | [7 empty] | 82742976.584 | #REF! | #REF!
[16 empty] | Everything above earthwork | #REF!
[16 empty] | Earthwork + Exterior Improvement+Utilities | 2538460.7611
[16 empty] | Net Change | #REF!

## Useless Breakdown (hidden)
WEST HENDERSON
ONSITE | Level 1.1 - Dec 2024 | Level 0 - Nov 2023 | $ Variance | % Variance
Grading & Paving |  |  | 75000 | 5%
Construction Water | 100203.1103 | 100608.3295 | -405.2192 | -0.4028%
Dust Control | 55163.1056 | 55386.184 | -223.0784 | -0.4028%
Rock Dirt Haul Off | 100000 | 100000 | 0 | 0%
Mass Grading | 1319548 | 2029089 | -709541 | -34.97% | Difference is primarily on he import/export CY. Pete's latest rough grading shows close to a balance site (previous 30k vs 5k CY.)
Fine Grade | 43430 | 33919 | 9511 | 28.04%
Hard Dig | 350000 | 350000 | 0 | 0%
Storm Water Prevention | 40989.34 | 41155.1 | -165.76 | -0.4028%
Paving | 708863.2 | 617698.2 | 91165 | 14.76% | 2" AC / 4" Type II on 272k sf onsite parking/street. Cost estimate provided by Rocky Mountain.
Grading & Paving Total | 2718196.7559 | 3327855.8135 | -609659.0576
Concrete
Curbs and Gutters | 172530 | 84271.5 | 88258.5 | 104.7%
Tack On Curb | 206646 | 145736.32 | 60909.68 | 41.79%
Concrete Flatwork | 309236 | 424633.2 | -115397.2 | -27.18%
Concrete Total | 688412 | 654641.02 | 33770.98
Utilities
Temp Power | 140445 | 0 | 140445 | 0%
Water | 832918.12 | 1401115 | -568196.88 | -40.55% | double loop
Sewer | 394942 | 482425 | -87483 | -18.13% | Based on takeoffs.
Sub Drains | 15000 | 5000 | 10000 | 200%
Gas | 112000 | 0 | 112000 | 0% | Per Rich Rial: Las Vegas Blvd. and Welpman. This is roughly 1,400’ away from the project
Electric | 432813 | 514000 | -81187 | -15.8% | 4" conduit & 4 transformers + allowance for hard dig and street work. NO PLACE HOLDER FOR LOWERING COX/DATE LINE CROSSING THE SITE.
Secondary Conduit | 25000 | 20000 | 5000 | 25%
Utilities Total | 584813 | 539000 | -469421.88
Other
Street Signs / Striping | 39185.176 | 39343.64 | -158.464 | -0.4028%
Walls Iron | 163650 | 351360 | -187710 | -53.42%
Trash Enclosure Iron Gates | 34790 | 30000 | 4790 | 15.97%
Site Railings | 15000 | 10000 | 5000 | 50%
Dog Run Fence | 28000 | 16200 | 11800 | 72.84%
Pool Fence | 32775 | 40500 | -7725 | -19.07%
Pool Fence Gates | 3900 | 2000 | 1900 | 95%
Entry Security Gates | 192000 | 96000 | 96000 | 100%
Entry Security Gates Electrical | 7110 | 3555 | 3555 | 100%
Entry Gate Transmitters | 0 | 17116 | -17116 | -100%
Entry Gates | 0 | 4800 | -4800 | -100%
Temp Fencing | 39565 | 32500 | 7065 | 21.74%
Walls Masonry | 545312.68 | 244000 | 301312.68 | 123.5% | Added $50k for the additional wall masonry required by City of Henderson on the north/northeast perimeter.
Retaining Walls | 125000 | 50000 | 75000 | 150% | Added $50k to previous budget. This allowance covers the estimated 1,000 LF of 4' retaining wall required on the south project perimeter.
Pool Walls | 11000 | 10000 | 1000 | 10%
Site Furniture Permanent | 7000 | 14000 | -7000 | -50%
Site Landscaping | 3064027.78 | 2640182.297 | 423845.483 | 16.05% | Average of the last 2 projects (includes GTI proposal on Torrey and Decatur.)
Other Total | 3082027.78 | 2664182.297 | 417845.483
TOTAL ONSITE COST | 7073449.5359 | 7185679.1305 | -112229.5946
OFFSITES
Concrete
Offsite Curbs and Gutters | 124911 | 17648 | 107263 | 607.8% | Added Larson Islands and roundabouts A Curb.
Offsite Concrete Flatwork | 91597 | 56300 | 35297 | 62.69% | Based on takeoffs.
Concrete Total | 216508 | 73948 | 142560
Grading & Paving
Offsite Asphalt Sawcut and Removal | 25000 | 15000 | 10000 | 66.67%
Offsite Paving | 1843875.3 | 1171600 | 672275.3 | 57.38% | Takeoff of 169k SF of 7"/10" with 1" UTAC. Rocky Mountain provided cost estimate.
Concrete Total | 1868875.3 | 1186600 | 682275.3
Utilities
Street Lights | 275000 | 175000 | 100000 | 57.14% | Includes 11 Street lights versus 7 on the 11/9/23 budget.
Traffic Signal | 100000 | 0 | 100000 | 0% | Per Ted, we will need to install the pole and undergrounds for our corner and pay a traffic study mitigation fee.
Off Site Water | 2200067.3967 | 1919160 | 280907.3967 | 14.64% | Using Pete's Plan B or Worse case scenario where water POC is in Augmon.
Off Site Sewer | 1474233.6057 | 1133160 | 341073.6057 | 30.1% | Using Pete's Plan B or Worse case scenario where water POC is in Augmon.
Off Site Storm Drain | 649389 | 0 | 649389 | 0% | Based on Pete's latest storm drain marked up plan provided on 12/2/24 meeting.
Off Site Electric | 1310050.0533 | 500000 | 810050.0533 | 162% | Based on a 4,562 LF run of 6" conduit connecting at Power station on Gilespie ST / Torrey Pines pricing.
Concrete Total | 6008740.0557 | 3727320 | 2281420.0557
TOTAL OFFSITE COST | 8094123.3557 | 4987868 | 3106255.3557

## Another Uselss (2) (hidden)
WEST HENDERSON |  |  |  |  | 75000 | 5%
Description | Sub job | Sub Total | Source | Sub Total | PV$ | PV% | Notes |  | Bruner | Variance |  | Torrey | Variance
Slabs | BUILDING | 2063622.88 |  | 1934557.66 | 129065.22 | 6.672% | Latest budget has pricing of $1.5 / SF less than 11/9/23 budget. | 5291.3407 | 2974.138 | 2317.2027 | 576982.78 | 2962.3421 | 2328.9986 | 562845
Deepened Footings | BUILDING | 0 |  | 0 | 0 | 0% |  | 0 | 0 | 0 | 0 | 0 | 0 | 0
Concrete Slab Repairs | BUILDING | 7500 |  | 2500 | 5000 | 200% |  | 19.2308 | 0 | 0 |  | 0 | 0 | 0
Lightweight Concrete | BUILDING | 754201.14 |  | 724351.4 | 29849.74 | 4.121% |  | 1933.8491 | 2231.5206 | -297.6715 | 432915 | 0 | 0 | 0
Deck Concrete | BUILDING | 64575.68 |  | 235269.4 | -170693.72 | -72.55% | New takeoff has 1/3 of the square footage as well pricing of $7 / SF less than 11/9/23 budget. | 165.5787 | 308.0115 | 0 | 59754.24 | 0 | 0 | 0
Elevator Shaft | BUILDING | 152000 |  | 115500 | 36500 | 31.6% |  | 389.7436 | 391.7526 | 0 | 76000 | 0 | 0 | 0
Structural Steel | BUILDING | 125000 |  | 267000 | -142000 | -53.18% |  | 320.5128 | 581.578 | 0 | 112826.1279 | 0 | 0 | 0
Elevator Shaft Iron | BUILDING | 24240 |  | 24000 | 240 | 1% | Lower pricing on Torrey Pines | 62.1538 | 0 | 0 |  | 0 | 0 | 0
Stair Handrails | BUILDING | 120000 |  | 188000 | -68000 | -36.17% | Lower pricing on Torrey Pines | 307.6923 | 288.6598 | 0 | 56000 | 0 | 0 | 0
Garage Stair Railings | BUILDING | 0 |  | 0 | 0 | 0% |  | 0 | 0 | 0 |  | 0 | 0 | 0
Iron Railings | BUILDING | 250976 |  | 180000 | 70976 | 39.43% | Lower pricing on Torrey Pines | 643.5282 | 755.4433 | 0 | 146556 | 0 | 0 | 0
Cable Railings | BUILDING | 0 |  | 0 | 0 | 0% |  | 0 | 0 | 0 |  | 0 | 0 | 0
Framing | BUILDING | 9052854.56 |  | 10051350.05 | -998495.49 | -9.934% | 11/9/23 budget was using $19.45 (Pebble) + $4 contingency. | 23212.4476 | 20741.8814 | 2470.5661 | 4023925 | 19815.7263 | 3396.7213 | 3764988
Framing - Crane | BUILDING | 0 |  | 0 | 0 | 0% |  | 0 | 0 | 0 |  | 0 | 0 | 0
Trellis | BUILDING | 0 |  | 0 | 0 | 0% |  | 0 | 0 | 0 |  | 0 | 0 | 0
Finish Carpentry - Units | BUILDING | 1430266.6423 |  | 1525891.4 | -95624.7577 | -6.267% | Uncertain why previous budget had a different Cost / LSF for Torrey Pines ($4.30 verified.) | 3667.3504 | 3192.5 | 474.8504 | 619345 | 0 | 0 | 0
Finish Carpentry - Common | BUILDING | 315492.0838 |  | 480064.48 | -164572.3962 | -34.28% | Level 1 used non winding bid on Torrey Pines. | 808.9541 | 809.4381 | 0 | 157031 | 0 | 0 | 0
Shutters | BUILDING | 0 |  | 0 | 0 | 0% |  | 0 | 0 | 0 |  | 0 | 0 | 0
Insulation | BUILDING | 1166159.7 |  | 1178729.75 | -12570.05 | -1.066% |  | 2990.1531 | 2731.8557 | 258.2974 | 529980 | 2674.2105 | 315.9426 | 508100
Roofing | BUILDING | 1052524.44 |  | 1034786 | 17738.44 | 1.714% |  | 2698.7806 | 1565.4072 | 1133.3734 | 303689 | 1510.7895 | 1187.9911 | 287050
Pigeon Proofing | BUILDING | 34552.88 |  | 34290.32 | 262.56 | 0.7657% |  | 88.5971 | 0 | 0 |  | 0 | 0 | 0
Gutters and Downspouts | BUILDING | 21595.55 |  | 21431.45 | 164.1 | 0.7657% |  | 55.3732 | 0 | 0 |  | 0 | 0 | 0
Roof Ladders | BUILDING | 15500 |  | 18600 | -3100 | -16.67% |  | 39.7436 | 0 | 0 |  | 0 | 0 | 0
Roof Access Doors | BUILDING | 25000 |  | 30000 | -5000 | -16.67% |  | 64.1026 | 0 | 0 |  | 0 | 0 | 0
Roof Winch | BUILDING | 0 |  | 0 | 0 | 0% |  | 0 | 0 | 0 |  | 0 | 0 | 0
Entry Doors | BUILDING | 0 |  | 15908 | -15908 | -100% |  | 0 | 0 | 0 |  | 0 | 0 | 0
Common Doors | BUILDING | 0 |  | 0 | 0 | 0% |  | 0 | 0 | 0 |  | 0 | 0 | 0
Pocket Doors - 3 Panel | BUILDING | 0 |  | 0 | 0 | 0% |  | 0 | 0 | 0 |  | 0 | 0 | 0
Garage Doors | BUILDING | 0 |  | 0 | 0 | 0% |  | 0 | 0 | 0 |  | 0 | 0 | 0
Windows and Sliding Glass Doors | BUILDING | 519315.7895 |  | 338896.8 | 180418.9895 | 53.24% | Included the latest efficiency requirement. 15% escalation with mode bedrooms/windows expected. | 1331.5789 | 1157.8969 | 173.682 | 224632 | 1157.8947 | 173.6842 | 220000
Windows Repair and Replacement | BUILDING | 29250 |  | 29175 | 75 | 0.2571% |  | 75 | 0 | 0 |  | 0 | 0 | 0
Fixed Glass | BUILDING | 0 |  | 0 | 0 | 0% |  | 0 | 0 | 0 |  | 0 | 0 | 0
Mirrors - LED | BUILDING | 0 |  | 0 | 0 | 0% |  | 0 | 0 | 0 |  | 0 | 0 | 0
Mirrors - LED Install | BUILDING | 0 |  | 0 | 0 | 0% |  | 0 | 0 | 0 |  | 0 | 0 | 0
Mirrors - Framed | BUILDING | 0 |  | 0 | 0 | 0% |  | 0 | 0 | 0 |  | 0 | 0 | 0
Mirrors - Polished Edges (Units) | BUILDING | 90234 |  | 101880 | -11646 | -11.43% |  | 231.3692 | 0 | 0 |  | 0 | 0 | 0
Mirrors - Polished Edges (Restrooms) | BUILDING | 1000 |  | 800 | 200 | 25% |  | 2.5641 | 0 | 0 |  | 0 | 0 | 0
Cost Prep Labor | BUILDING | 0 |  | 21431.45 | -21431.45 | -100% | Deleted N/A allowance. | 0 | 0 | 0 |  | 0 | 0 | 0
Cost Prep Mat | BUILDING | 25000 |  | 34290.32 | -9290.32 | -27.09% | Included in Construction cleaning contract | 64.1026 | 0 | 0 |  | 0 | 0 | 0
Clean Up - Final | BUILDING | 367124.35 |  | 257177.4 | 109946.95 | 42.75% |  | 941.3445 | 860.0309 | 81.3136 | 166846 | 0 | 0 | 0
Clean Up - During Construction | BUILDING | 75000 |  | 154306.44 | -79306.44 | -51.4% |  | 192.3077 | 0 | 0 |  | 0 | 0 | 0
Stucco | BUILDING | 1061549.72 |  | 1199000 | -137450.28 | -11.46% |  | 2721.9224 | 2487.9175 | 234.0048 | 482656 | 0 | 0 | 0
Stucco - Repairs | BUILDING | 4500 |  | 0 | 4500 | 0% |  | 11.5385 | 0 | 0 |  | 0 | 0 | 0
Drywall | BUILDING | 3463926.22 |  | 3600483.6 | -136557.38 | -3.793% |  | 8881.8621 | 8114.6289 | 767.2332 | 1574238 | 8062.7573 | 819.1048 | 1531923.89
Drywall - Repairs | BUILDING | 33150 |  | 33065 | 85 | 0.2571% |  | 85 | 0 | 0 |  | 0 | 0 | 0
Tile Tubs and Showers | BUILDING | 0 |  | 0 | 0 | 0% |  | 0 | 0 | 0 |  | 0 | 0 | 0
Common Tile | BUILDING | 67657 |  | 17191 | 50466 | 293.6% | Based on Pebble contracted price. | 173.4795 | 0 | 0 |  | 0 | 0 | 0
Kitchen Backsplash | BUILDING | 0 |  | 0 | 0 | 0% |  | 0 | 0 | 0 |  | 0 | 0 | 0
Flooring - Units | BUILDING | 692417.7442 |  | 639683.2089 | 52734.5353 | 8.244% | Update budget uses latest vinyl plank proposal by RMI on Decatur | 1775.4301 | 1574.9845 | 200.4456 | 305547 | 0 | 0 | 0
Common Wood | BUILDING | 0 |  | 33202.4 | -33202.4 | -100% | Deleted N/A allowance. | 0 | 0 | 0 |  | 0 | 0 | 0
Common Vinyl | BUILDING | 0 |  | 2193.4 | -2193.4 | -100% | Deleted N/A allowance. | 0 | 0 | 0 |  | 0 | 0 | 0
Hall Flooring | BUILDING | 159807.07 |  | 235745.95 | -75938.88 | -32.21% |  | 409.7617 | 0 | 0 |  | 0 | 0 | 0
Hall Flooring - Elevators | BUILDING | 6000 |  | 3000 | 3000 | 100% |  | 15.3846 | 0 | 0 |  | 0 | 0 | 0
Common - Plank | BUILDING | 0 |  | 42862.9 | -42862.9 | -100% | Deleted N/A allowance. | 0 | 0 | 0 |  | 0 | 0 | 0
Common - VCT | BUILDING | 0 |  | 8572.58 | -8572.58 | -100% | Deleted N/A allowance. | 0 | 0 | 0 |  | 0 | 0 | 0
Common - Rubber Floor (Ecore) | BUILDING | 37688.4 |  | 30004.03 | 7684.37 | 25.61% |  | 96.6369 | 0 | 0 |  | 0 | 0 | 0
Common - Carpet Stairs | BUILDING | 24025.82 |  | 34290.32 | -10264.5 | -29.93% |  | 61.6047 | 0 | 0 |  | 0 | 0 | 0
Hall Runner Install | BUILDING | 16835.25 |  | 12858.87 | 3976.38 | 30.92% |  | 43.1673 | 0 | 0 |  | 0 | 0 | 0
Hall Runner Materials | BUILDING | 112235 |  | 115729.83 | -3494.83 | -3.02% |  | 287.7821 | 0 | 0 |  | 0 | 0 | 0
Painting - Repairs | BUILDING | 33150 |  | 33065 | 85 | 0.2571% |  | 85 | 0 | 0 |  | 0 | 0 | 0
Painting | BUILDING | 794716.24 |  | 868616.6685 | -73900.4285 | -8.508% |  | 2037.7339 | 1861.7113 | 176.0226 | 361172 | 1836.3526 | 201.3813 | 348907
Painting - Walls | BUILDING | 0 |  | 0 | 0 | 0% |  | 0 | 0 | 0 |  | 0 | 0 | 0
Wall Covering | BUILDING | 0 |  | 0 | 0 | 0% |  | 0 | 0 | 0 |  | 0 | 0 | 0
Walls - Specialty | BUILDING | 0 |  | 0 | 0 | 0% |  | 0 | 0 | 0 |  | 0 | 0 | 0
Bath Accessories | BUILDING | 9469 |  | 7274.3 | 2194.7 | 30.17% |  | 24.2795 | 0 | 0 |  | 0 | 0 | 0
Shower Doors | BUILDING | 0 |  | 0 | 0 | 0% |  | 0 | 0 | 0 |  | 0 | 0 | 0
Fire Places | BUILDING | 0 |  | 0 | 0 | 0% |  | 0 | 0 | 0 |  | 0 | 0 | 0
Fire Extinguishers | BUILDING | 31200 |  | 30731 | 469 | 1.526% |  | 80 | 0 | 0 |  | 0 | 0 | 0
Mail Boxes | BUILDING | 65637 |  | 59517 | 6120 | 10.28% |  | 168.3 | 0 | 0 |  | 0 | 0 | 0
Closet Shelving | BUILDING | 94380 |  | 75855 | 18525 | 24.42% |  | 242 | 0 | 0 |  | 0 | 0 | 0
Window Awnings Small | BUILDING | 180000 |  | 37500 | 142500 | 380% | New windows with a hight efficiency. | 461.5385 | 0 | 0 |  | 0 | 0 | 0
Window Awnings Large | BUILDING | 95150 |  | 60000 | 35150 | 58.58% |  | 243.9744 | 0 | 0 |  | 0 | 0 | 0
Appliances | BUILDING | 1248584 |  | 1176093.65 | 72490.35 | 6.164% |  | 3201.4974 | 3201.5 | -0.0025641 | 621091 | 0 | 0 | 0
Blinds | BUILDING | 169433.1239 |  | 110495.45 | 58937.6739 | 53.34% | 15% escalation with more bedroom/windows expected. | 434.4439 | 377.7784 | 56.6656 | 73289 | 0 | 0 | 0
Cabinets Units | BUILDING | 1411878 |  | 1372022.45 | 39855.55 | 2.905% | Previous budget had a 20% bid risk. Added 15% escalation for the 2nd bathroom & new cabinet selection at Decatur. | 3620.2 | 3148 | 472.2 | 610712 | 0 | 0 | 0
Cabinet Common Areas | BUILDING | 31400 |  | 75000 | -43600 | -58.13% |  | 80.5128 | 0 | 0 |  | 0 | 0 | 0
Counter Tops Units | BUILDING | 703068.9769 |  | 781963.6 | -78894.6231 | -10.09% | Added 15% escalation for 2nd bath in 43% & to account for increase in price with new top selection at Decatur. | 1802.741 | 1567.6031 | 235.1379 | 304115 | 0 | 0 | 0
Counter Tops Common Areas | BUILDING | 40000 |  | 35000 | 5000 | 14.29% |  | 102.5641 | 0 | 0 |  | 0 | 0 | 0
Elevator | BUILDING | 568746.6667 |  | 469216 | 99530.6667 | 21.21% | Using Decatur 3 Stop Gen 3 for 3-story blds and price provided at Decatur for Hydrolift for the 2-story (prorated amount.) | 1458.3248 | 0 | 0 |  | 0 | 0 | 0
Sprinkler Design | BUILDING | 25914.66 |  | 25717.74 | 196.92 | 0.7657% |  | 66.4478 | 0 | 0 |  | 0 | 0 | 0
Sprinkler System | BUILDING | 1058181.95 |  | 1102648.1025 | -44466.1525 | -4.033% |  | 2713.2871 | 2478.9072 | 234.3798 | 480908 | 0 | 0 | 0
1 Bathroom Unit | BUILDING | 2347298 | Flamingo | 2460026.8 | -112728.8 | -4.582% | Based on sovent system at Torrey Pines. | 11890.8846 | 10526.3144 | 1364.5701 | 2042105 | 10398.7 | 1492.1846 | 1975753
2 Bathroom Unit | BUILDING | 2290146.9813 | Flamingo | 2669921.1 | -379774.1187 | -14.22% |  | 0 | 0 | 0 | 0 | 0 | 0 | 0
Tiny Homes | BUILDING | 0 |  | 0 | 0 | 0% |  | 0 | 0 | 0 |  | 0 | 0 | 0
HVAC Standard | BUILDING | 4216723.68 |  | 4472265 | -255541.32 | -5.714% | Enix provided budget proposal for Hualapai with new refrigerant. | 10812.112 | 10712.9 | 99.212 | 2078302.6 | 0 | 0 | 0
Electrical | BUILDING | 4204005.7185 | Pebble | 4551999.68 | -347993.9615 | -7.645% | Used latest pricing. I am not sure if level 1 had allowance for expedited gear on psf pricing. | 10779.5018 | 9848.296 | 931.2058 | 1910569.4308 | 0 | 0 | 0
Electrical Fixtures | BUILDING | 266409 |  | 229299 | 37110 | 16.18% | Includes 15% due to 2x2 and 3x2 unit types. | 683.1 | 0 | 0 |  | 0 | 0 | 0
Building Electrical Fixtures | BUILDING | 46410 |  | 46291 | 119 | 0.2571% |  | 119 | 0 | 0 |  | 0 | 0 | 0
Hall Lighting Fixtures | BUILDING | 43680 |  | 43568 | 112 | 0.2571% |  | 112 | 0 | 0 |  | 0 | 0 | 0
TV and Media | BUILDING | 4500 |  | 900 | 3600 | 400% |  | 11.5385 | 0 | 0 |  | 0 | 0 | 0
DAS System | BUILDING | 254827.49 |  | 193311.679 | 61515.811 | 31.82% |  | 653.4038 | 0 | 0 |  | 0 | 0 | 0
Security System | BUILDING | 226590 |  | 225620 | 970 | 0.4299% |  | 581 | 0 | 0 |  | 0 | 0 | 0
Fire Alarm / Two Way Comm AOR | BUILDING | 837048.7376 |  | 599196.15 | 237852.5876 | 39.7% | Latest includes New 520 Hz Tone Requirement | 2146.2788 | 1663 | 483.2788 | 322622 | 0 | 0 | 0
Site Furniture Permanent | BUILDING | 7000 |  | 14000 | -7000 | -50% |  | 17.9487 | 0 | 0 |  | 0 | 0 | 0
TOTAL |  | 44768327.1447 |  | 46835184.7789 | -2066857.6342 | -4.413% |  | 114790.5824 |  | 9548.7651 |  |  | 7587.0098
Golf Carts | FF&E | 10000 |  | 10000 | 0 | 0%
Convenience Store Equipment | FF&E | 0 |  | 0 | 0 | 0%
Pet Wash | FF&E | 21000 |  | 21000 | 0 | 0%
Office Equipment | FF&E | 21900 |  | 17425 | 4475 | 25.68%
Gym Exercise Equipment | FF&E | 129526.8 |  | 105465 | 24061.8 | 22.81%
Other | FF&E | 112000 |  | 43900 | 68100 | 155.1%
Playground / Basketball Hoop | FF&E | 0 |  | 200000 | -200000 | -100%
Maintenance Shop Equipment | FF&E | 15000 |  | 0 | 15000 | 0%
Maintenance Shop Start Up Supplies | FF&E | 5000 |  | 0 | 5000 | 0%
Fixed Asset Misc. | FF&E | 0 |  | 0 | 0 | 0%
Interior Furniture | FF&E | 1250000 |  | 1219427 | 30573 | 2.507%
Rec Building TV Media Computer | FF&E | 19500 |  | 19500 | 0 | 0%
Rec Building Telephone System | FF&E | 2000 |  | 2000 | 0 | 0%
Maintenance Radios | FF&E | 1200 |  | 1200 | 0 | 0%
TOTAL |  | 1587126.8 |  | 1639917 | -52790.2 | -3.219%
Pool Area Shower Concrete | Courtyard | 2500 |  | 5000 | -2500 | -50%
Cabana Concrete | Courtyard | 0 |  | 0 | 0 | 0%
Pool Equipment Foundation | Courtyard | 0 |  | 0 | 0 | 0%
Masonry Veneer Pool Area | Courtyard | 6000 |  | 6000 | 0 | 0%
Pool Eq. Shower Stone | Courtyard | 9000 |  | 5700 | 3300 | 57.89%
Cabana Iron | Courtyard | 0 |  | 0 | 0 | 0%
Pool Equipment Gate | Courtyard | 1950 |  | 1950 | 0 | 0%
Cabana Framing | Courtyard | 0 |  | 0 | 0 | 0%
BBQ Framing | Courtyard | 15000 |  | 2810 | 12190 | 433.8%
Fireplace Framing | Courtyard | 0 |  | 0 | 0 | 0%
Pool Equipment Framing | Courtyard | 0 |  | 0 | 0 | 0%
BBQ Trim | Courtyard | 7200 |  | 1031 | 6169 | 598.4%
Cabana Roofing | Courtyard | 0 |  | 0 | 0 | 0%
Pool Equipment Roofing | Courtyard | 9000 |  | 0 | 9000 | 0%
Pool Equipment Windows | Courtyard | 0 |  | 0 | 0 | 0%
Pool Glass Walls | Courtyard | 0 |  | 0 | 0 | 0%
Stucco - Walls | Courtyard | 0 |  | 0 | 0 | 0%
Stucco - Pool Area | Courtyard | 2000 |  | 2000 | 0 | 0%
Stucco - Cabana | Courtyard | 0 |  | 0 | 0 | 0%
Stucco - Pool Equipment | Courtyard | 0 |  | 0 | 0 | 0%
Cabana Tile | Courtyard | 0 |  | 0 | 0 | 0%
Fire Places - Pool Area | Courtyard | 0 |  | 0 | 0 | 0%
BBQ Units | Courtyard | 20160 |  | 20000 | 160 | 0.8%
Counter Tops Pool Area | Courtyard | 0 |  | 0 | 0 | 0%
BBQ Top | Courtyard | 18000 |  | 13079 | 4921 | 37.63%
Pools and Spas | Courtyard | 245000 |  | 317532 | -72532 | -22.84% | Based on latest pricing
Pool Equipment Cover | Courtyard | 7049 |  | 13958 | -6909 | -49.5%
Pool and Spa Lifts | Courtyard | 13000 |  | 12000 |  | 0%
Pool Area | Courtyard | 24612 |  | 24612 | 0 | 0%
Pool Equipment | Courtyard | 6000 |  | 6000 | 0 | 0%
Cabana Electrical | Courtyard | 0 |  | 0 | 0 | 0%
Cabana Fixtures | Courtyard | 0 |  | 0 | 0 | 0%
Pool Lighting Electrical | Courtyard | 17000 |  | 13178 | 3822 | 29%
Pool Lighting Fixtures | Courtyard | 11000 |  | 22000 | -11000 | -50%
Pool Equipment Electrical | Courtyard | 2000 |  | 4000 | -2000 | -50%
Pool ADA Phone | Courtyard | 800 |  | 800 | 0 | 0%
Pool Decks | courtyard | 59730 |  | 32102 | 27628 | 86.06%
Pool Hardscape | courtyard | 9660 |  | 9660 | 0 | 0%
Pool Fence | courtyard | 32775 |  | 40500 | -7725 | -19.07%
Pool Fence Gates | courtyard | 3900 |  | 2000 | 1900 | 95%
Pool Walls | courtyard | 11000 |  | 10000 | 1000 | 10%
Painting - Pool Area | courtyard | 0 |  | 0 | 0 | 0%
TOTAL |  | 534336 |  | 565912 | -32576
Pump House Concrete | Pump | 3597 |  | 6310 | -2713 | -43%
Pump House Roofing | Pump | 7500 |  | 6700 | 800 | 11.94%
Stucco - Pump House | Pump | 6000 |  | 6000 | 0 | 0%
Fire Pump | Pump | 133000 |  | 120000 | 13000 | 10.83%
Pump House Electrical | Pump | 14250 |  | 26997 | -12747 | -47.22%
Pump House Fixtures | Pump | 750 |  | 600 | 150 | 25%
TOTAL |  | 165097 |  | 166607 | -1510
Trash Enclosure Concrete | Onsite | 38608.5 |  | 32376 | 6232.5 | 19.25%
Trash Enclosure | Onsite | 79800 |  | 90000 | -10200 | -11.33%
Masonry Veneer | Onsite | 0 |  | 0 | 0 | 0%
Dumpsters | Onsite | 0 |  | 30731 | -30731 | -100%
Trash Enclosure Cover | Onsite | 97440 |  | 84000 | 13440 | 16%
Dumpsters | Onsite | 0 |  | 30731 | -30731 | -100% | Level 2 have dumpster for this section under construction cleaning contract.
Dumpsters | Onsite | 30810 |  | 30731 | 79 | 0.2571%
Clean Up - Hauling Exterior | Onsite | 10000 |  | 47149.19 | -37149.19 | -78.79%
Entry Directory | Onsite | 0 |  | 5478 | -5478 | -100%
Unit Carport Signs | Onsite | 60450 |  | 60295 | 155 | 0.2571%
Site Signage | Onsite | 6000 |  | 5688 | 312 | 5.485%
Entry Sign Letters | Onsite | 5000 |  | 4500 | 500 | 11.11%
Lock Boxes | Onsite | 6000 |  | 2200 | 3800 | 172.7%
Dumpsters | Onsite | 0 |  | 30731 | -30731 | -100% | Level 2 have dumpster for this section under construction cleaning contract.
Carports | Onsite | 1286163.8069 | Flamingo | 895938.12 | 390225.6869 | 43.55% | Providing allowance of 30% of Solar. Added 20% escalation due to our prefer trade changing ownership (sell.)
Carports Electrical | Onsite | 53544 |  | 49680 | 3864 | 7.778%
Carport Fixtures | Onsite | 9312 |  | 18522 | -9210 | -49.72%
Site Lighting Electrical | Onsite | 15826 |  | 19500 | -3674 | -18.84%
Site Lighting Fixtures | Onsite | 15826 |  | 28024.1 | -12198.1 | -43.53%
Site Security System | Onsite | 172380 |  | 127203 | 45177 | 35.52% | Used Pebble job cost.
Construction Water | Onsite | 100203.1103 |  | 100608.3295 | -405.2192 | -0.4028%
Dust Control | Onsite | 55163.1056 |  | 55386.184 | -223.0784 | -0.4028%
Demolition | Onsite | 0 |  | 0 | 0 | 0%
Rock Dirt Haul Off | Onsite | 100000 |  | 100000 | 0 | 0% | Level 2 has lower allowance. No particular reason.
Mass Grading | Onsite | 1319548 |  | 2029089 | -709541 | -34.97% | Difference is primarly on he import/export CY. Pete's latest rough grading shows close to a balance site (previous 30k vs 5k CY.)
Fine Grade | Onsite | 43430 |  | 33919 | 9511 | 28.04%
Hard Dig | Onsite | 350000 |  | 350000 | 0 | 0%
Dewatering | Onsite | 0 |  | 0 | 0 | 0%
Storm Water Prevention | Onsite | 40989.34 |  | 41155.1 | -165.76 | -0.4028%
Bond Repair | Onsite | 5000 |  | 5000 | 0 | 0%
Street Cleaning | Onsite | 7500 |  | 2500 | 5000 | 200%
Asphalt Sawcut and Removal | Onsite | 15000 |  | 15000 | 0 | 0%
Paving | Onsite | 708863.2 |  | 617698.2 | 91165 | 14.76% | 2" AC / 4" Type II on 272k sf onsite parking/street. Cost estimate provided by Rocky Mountain.
Seal Coat | Onsite | 40866.45 |  | 41244.906 | -378.456 | -0.9176%
Pavers | Onsite | 6750 |  | 22376 | -15626 | -69.83%
Curbs and Gutters | Onsite | 172530 |  | 84271.5 | 88258.5 | 104.7%
Tack On Curb | Onsite | 206646 |  | 145736.32 | 60909.68 | 41.79%
Concrete Flatwork | Onsite | 309236 |  | 424633.2 | -115397.2 | -27.18%
Bus Pad | Onsite | 0 |  | 0 | 0 | 0%
Street Signs / Striping | Onsite | 39185.176 |  | 39343.64 | -158.464 | -0.4028%
Walls Iron | Onsite | 163650 |  | 351360 | -187710 | -53.42%
Trash Enclosure Iron Gates | Onsite | 34790 |  | 30000 | 4790 | 15.97%
Site Railings | Onsite | 15000 |  | 10000 | 5000 | 50%
Dog Run Fence | Onsite | 28000 |  | 16200 | 11800 | 72.84%
Entry Security Gates | Onsite | 192000 |  | 96000 | 96000 | 100%
Entry Security Gates Electrical | Onsite | 7110 |  | 3555 | 3555 | 100%
Entry Gate Transmitters | Onsite | 0 |  | 17116 | -17116 | -100%
Entry Gates | Onsite | 0 |  | 4800 | -4800 | -100%
Temp Fencing | Onsite | 39565 |  | 32500 | 7065 | 21.74%
Walls Masonry | Onsite | 545312.68 |  | 244000 | 301312.68 | 123.5% | Added $50k for the additional wall masonry required by City of Henderson on the north/northeast perimeter.
Walls Pilaster Caps | Onsite | 0 |  | 20866.88 | -20866.88 | -100%
Retaining Walls | Onsite | 125000 |  | 50000 | 75000 | 150% | Added $50k to previous budget. This allowance covers the estimated 1,000 LF of 4' retaining wall required on the south project perimeter.
Site Landscaping | Onsite | 3064027.78 |  | 2640182.297 | 423845.483 | 16.05% | Average of the last 2 projects (includes GTI proposal on Torrey and Decatur.)
Site Landscaping Lighting | Onsite | 0 |  | 0 | 100000 | 0%
Site Landscaping Planter Pots | Onsite | 0 |  | 0 | 360000 | 0%
Water | Onsite | 832918.12 |  | 1401115 | -568196.88 | -40.55% | Based on takeoffs.
Sewer | Onsite | 394942 |  | 482425 | -87483 | -18.13% | Based on takeoffs.
Storm Drain | Onsite | 0 |  | 0 | 0 | 0%
Sub Drains | Onsite | 15000 |  | 5000 | 10000 | 200%
Electric | Onsite | 432813 |  | 514000 | -81187 | -15.8% | 4" conduit & 4 transformers + allowance for hard dig and street work. NO PLACE HOLDER FOR LOWERING COX/DATE LINE CROSSING THE SITE.
Secondary Conduit | Onsite | 25000 |  | 20000 | 5000 | 25%
Solar PV System | Onsite | 399750 |  | 352793.0769 | 46956.9231 | 13.31%
Solar PV Conduit | Onsite | 50000 |  | 20837 | 29163 | 140%
Car Charging Stations | Onsite | 20000 |  | 0 | 20000 | 0%
Staking | Onsite | 46116.964 |  | 37882 | 8234.964 | 21.74%
Re Staking | Onsite | 24403.692 |  | 24502.38 | -98.688 | -0.4028%
Certs and Verifications | Onsite | 29594.62 |  | 29714.3 | -119.68 | -0.4028%
Slab Testing | Onsite | 104742.7984 |  | 105166.376 | -423.5776 | -0.4028%
Grading Testing | Onsite | 63398.956 |  | 63655.34 | -256.384 | -0.4028%
Other Testing | Onsite | 56090.5092 |  | 56317.338 | -226.8288 | -0.4028%
Masonry Testing | Onsite | 12914.016 |  | 12966.24 | -52.224 | -0.4028%
Pavement Testing | Onsite | 11337.7464 |  | 11383.596 | -45.8496 | -0.4028%
Third Party Inspections | Onsite | 78759.6716 |  | 79078.174 | -318.5024 | -0.4028%
Exterior Furniture | Onsite | 200000 |  | 259698 | -59698 | -22.99%
Temp Power | Onsite | 140445 |  | 0 | 140445 | 0%
Potholing | Onsite | 12000 |  | 10000 | 2000 | 20%
TOTAL |  | 12572753.2424 |  | 12704552.7874 | -131799.545
Offsite Street Signs | Offsite | 7000 |  | 7000 | 0 | 0%
Street Lights | Offsite | 275000 |  | 175000 | 100000 | 57.14% | Includes 11 Street lights and $1.6MM for traffic signal. Nearest street light and signal is 3,100 LF to the north (Volunteer & LV Blvd)
Traffic Signal | Offsite | 360000 |  | 0 | 360000 | 0% | Traffic Signal (1)
Offsite Asphalt Sawcut and Removal | Offsite | 25000 |  | 15000 | 10000 | 66.67%
Offsite Paving | Offsite | 1843875.3 |  | 1171600 | 672275.3 | 57.38% | Takeoff of 169k SF of 7"/10" with 1" UTAC. Rocky Mountain provided cost estimate.
Offsite Curbs and Gutters | Offsite | 124911 |  | 17648 | 107263 | 607.8% | Added Larson Islands and roundabouts A Curb.
Offsite Concrete Flatwork | Offsite | 91597 |  | 56300 | 35297 | 62.69% | Based on takeoffs.
Traffic Control, AC Removal and Patch | Offsite | 0 |  | 0 | 0 | 0%
Off Site Water | Offsite | 2200067.3967 |  | 1919160 | 280907.3967 | 14.64% | Using Pete's Plan B or Worse case scenerio where water POC is in Augmon.
Off Site Sewer | Offsite | 1474233.6057 |  | 1133160 | 341073.6057 | 30.1% | Using Pete's Plan B or Worse case scenerio where water POC is in Augmon.
Off Site Storm Drain | Offsite | 649389 |  | 0 | 649389 | 0% | Based on Pete's latest storm drain marked up plan provided on 12/2/24 meeting.
Off Site Electric | Offsite | 1621723.4878 |  | 500000 | 1121723.4878 | 224.3% | Based on a 4,562 LF run of 6" conduit connecting at Power station on Gilespie ST / Torrey Pines pricing.
Traffic Control | Onsite | 15000 |  | 7500 | 7500 | 100%
TOTAL |  | 8687796.7902 | 0 | 5002368 | 3685428.7902
General Requirement | General Requirements | 4098926.2186 |  | 3987932 | 110994.2186 | 2.783%
Bid Risk | Bid Risk | 1332806.2035 |  | 1300782.5313 | 32023.6722 | 2.462%
Sub Bonds | Soft Cost | 866324.0323 |  | 845508.6454 | 20815.3869 | 2.462%
GL Insurance | Soft Cost | 237049.6611 |  | 232449.5375 | 4600.1237 | 1.979%
Misc. | Soft Cost | 11852.4831 |  | 11622.4769 | 230.0062 | 1.979%
Umbrella | Soft Cost | 225197.1781 |  | 220827.0606 | 4370.1175 | 1.979%
Construction Contingency | Contingency | 3620718.1598 |  | 3667254.2207 | -46536.0609 | -1.269%
Overhead | Fees | 1419773.3307 |  | 1390514.6364 | 29258.6943 | 2.104%
Contractor Fee | Fees | 4259319.9921 |  | 4171543.9091 | 87776.083 | 2.104%
Total Hard Costs |  | 39619077.0919 |  | 35907791.8051 | 3466753.0451 | #REF!

## Level 1 VS Level 0 (hidden)
Date | 2023-11-01 | 2024-12-01 | Variance | SCOPE
Budget Description | Level 0 | Level 1 |  | ADDS
Framing | 10051350.05 | 9052854.56 | -998495.49
Plumbing | 5129947.9 | 4637444.9813 | -492502.9187
HVAC Standard | 4472265 | 4216723.68 | -255541.32
Electrical | 4551999.68 | 4204005.7185 | -347993.9615
Building Subtotal | 24205562.63 | 22111028.9398 | -2094533.6902
Building | 1639917 | 1587126.8 | -52790.2
Pump House | 166607 | 165097 | -1510
Courtyard | 565912 | 534336 | -31576
Onsite | 12704552.7874 | 12572753.2424 | -131799.545
Offsite
Street Lights | 175000 | 424518.7 | 249518.7 | 149518
Traffic Signal | 0 | 699029.8 | 699029.8 | 699029.8
Paving | 1171600 | 1843875.3 | 672275.3 | 591861.725
Offsite Concrete | 73948 | 216508 | 142560 | 142560
Off Site Water | 1919160 | 2200067.3967 | 280907.3967
Off Site Sewer | 1133160 | 1474233.6057 | 341073.6057
Off Site Storm Drain | 0 | 649389 | 649389 | 649389
Off Site Electric | 500000 | 1133175 | 633175
Offsite Subtotal | 4972868 | 8640796.8024 | 3667928.8024 | 2232358.525
Offsites | 5002368 | 8687796.7902 | 3685428.7902 | 2232358.525
General Requirement | 3987932 | 4098926.2186 | 110994.2186
Bid Risk | 1300782.5313 | 1332806.2035 | 32023.6722
Soft Cost | 1310407.7203 | 1340423.3545 | 30015.6343
Contingency | 3667254.2207 | 3620718.1598 | -46536.0609
Contractor/Overhead | 5562058.5454 | 5679093.3228 | 117034.7774
Total Budget | 35907791.8051 | 39619077.0919 | 3711285.2868 | 2232358.525

## _REFERENCE888777888 (hidden)
WorkSheet Name | Report Code | Company Id | Job Id | Start Date | End Date | Payroll Subledger | Pay Period Id

## Offsite Comp (hidden)
OFFSITE BUDGET COMPARISON
| TOTAL BUDGET |  |  |  |  | PER UNIT |  |  |  |  | PER UNIT
Project | W. Hend. | Torrey | Decatur | Pebble | Russell IV | W. Hend. | Torrey | Decatur | Pebble | Russell IV | W. Hend. | Average | Variance
Units | 390 | 190 | 276 | 195 | 208 | 390 | 190 | 276 | 195 | 208 | 390
Acre | 15.87 | 5 | 9.45 | 5 | 5 | 15.87 | 5 | 9.45 | 5 | 5 | 15.87
Slabs | 2063622.88 | 562845 | 1523801 | 733725 | 661235 | 5291.3407 | 2962.3421 | 5521.0181 | 3762.6923 | 3179.0144 | 5291.3407 | 3856.2667 | 1435.074 | 2328.9986
Lightweight Concrete | 754201.14 | 386440 | 443880 | 357320 | 163040 | 1933.8491 | 2033.8947 | 1608.2609 | 1832.4103 | 783.8462 | 1933.8491 | 1564.603 | 369.2461 | -100.0457
Framing | 9052854.56 | 3750068 | 5862009 | 3500079 | 4531953 | 23212.4476 | 19737.2 | 21239.163 | 17949.1231 | 21788.2356 | 23212.4476 | 20178.4304 | 3034.0172 | 3475.2476
Finish Carpentry | 1745758.7261 | 609472.5 | 801212 | 600840.32 | 628491 | 4476.3044 | 3207.75 | 2902.942 | 3081.2324 | 3021.5913 | 4476.3044 | 3053.3789 | 1422.9255 | 1268.5544
Insulation | 1166159.7 | 508100 | 587192 | 460480 | 508140 | 2990.1531 | 2674.2105 | 2127.5072 | 2361.4359 | 2442.9808 | 2990.1531 | 2401.5336 | 588.6195 | 315.9426
Roofing | 1052524.44 | 287050 | 657915 | 294205 | 338162 | 2698.7806 | 1510.7895 | 2383.75 | 1508.7436 | 1625.7788 | 2698.7806 | 1757.2655 | 941.5151 | 1187.9911
Windows and Sliding | 519315.7895 | 220000 | 382258.61 | 144157.93 | 187694 | 1331.5789 | 1157.8947 | 1384.995 | 739.2714 | 902.375 | 1331.5789 | 1046.134 | 285.4449 | 173.6842
Stucco | 1061549.72 | 482640 | 906247 | 456519 | 532798 | 2721.9224 | 2540.2105 | 3283.5036 | 2341.1231 | 2561.5288 | 2721.9224 | 2681.5915 | 40.3308 | 181.7118
Drywall | 3463926.22 | 1509362 | 1902195 | 1487010 | 1507628 | 8881.8621 | 7944.0105 | 6892.0109 | 7625.6923 | 7248.2115 | 8881.8621 | 7427.4813 | 1454.3808 | 937.8516
Flooring - Units | 692417.7442 | 269106.325 | 392585.38 | 289943.98 | 322129 | 1775.4301 | 1416.3491 | 1422.4108 | 1486.8922 | 1548.6971 | 1775.4301 | 1468.5873 | 306.8428 | 359.081
Painting | 794716.24 | 343464 | 542302 | 355696 | 423261 | 2037.7339 | 1807.7053 | 1964.8623 | 1824.0821 | 2034.9087 | 2037.7339 | 1907.8896 | 129.8444 | 230.0287
Elevator | 568746.6667 | 310200 | 489480 | 309100 | 373166 | 1458.3248 | 1632.6316 | 1773.4783 | 1585.1282 | 1794.0673 | 1458.3248 | 1696.3263 | -238.0016
Appliances | 1248584 | 555940 | 838575 | 619814 | 680152 | 3201.4974 | 2926 | 3038.3152 | 3178.5333 | 3269.9615 | 3201.4974 | 3103.2025 | 98.2949
Cabinets | 1443278 | 594643 | 866399 | 626753 | 646047 | 3700.7128 | 3129.7 | 3139.1268 | 3214.1179 | 3105.9952 | 3700.7128 | 3147.235 | 553.4778
Counter Tops | 743068.9769 | 335356 | 457804 | 305159 | 352408 | 1905.3051 | 1765.0316 | 1658.7101 | 1564.9179 | 1694.2692 | 1905.3051 | 1670.7322 | 234.5728
Sprinkler System | 1058181.95 | 420725 | 595859 | 401846 | 522000 | 2713.2871 | 2214.3421 | 2158.9094 | 2060.7487 | 2509.6154 | 2713.2871 | 2235.9039 | 477.3831
Fire Alarms | 837048.7376 | 295928 | 660480 | 286000 | 315738 | 2146.2788 | 1557.5158 | 2393.0435 | 1466.6667 | 1517.9712 | 2146.2788 | 1733.7993 | 412.4795
Security | 398970 | 172330 | 177080 | 220183 | 220745 | 1023 | 907 | 641.5942 | 1129.1436 | 1061.274 | 1023 | 934.753 | 88.247
Plumbing | 4637444.9813 | 1972000 | 3029734 | 1946991 | 2478118 | 11890.8846 | 10378.9474 | 10977.2971 | 9984.5692 | 11914.0288 | 11890.8846 | 10813.7106 | 1077.1739
HVAC Standard | 4216723.68 | 1850462 | 2874330 | 1797559 | 2165947 | 10812.112 | 9739.2737 | 10414.2391 | 9218.2513 | 10413.2067 | 10812.112 | 9946.2427 | 865.8693
Electrical | 4204005.7185 | 1603914 | 3364814 | 2217417.82 | 1791536 | 10779.5018 | 8441.6526 | 12191.3551 | 11371.3734 | 8613.1538 | 10779.5018 | 10154.3837 | 625.1181
Clean Up - Final | 160501.25
Electrical Fixtures
DAS System
Iron Railings
Window Awnings Small
Blinds
Hall Flooring
Elevator Shaft
Stair Handrails
Hall Runner Materials
Window Awnings Large
Building Cost | 44768327.1447 | 16949938.72 | 26800934 | 17751785 | 20657782 | 114790.5824 | 89210.2038 | 97104.8333 | 91034.7949 | 99316.2596 | 114790.5824 | 94166.5229 | 20624.0595
Offsite Cost | [13 empty] | 93.2% | 100.5% | 102.1% | 98.08%
Offsite Street Signs | 7000 | 7000 | 15000 | 15000 | 7205.5 | 17.9487 | 36.8421 | 54.3478 | 76.9231 | 34.6418 | 17.9487 | 50.6887 | -32.74
Street Lights | 275000 | 150000 | 485632.38 | 5880 | 60841.31 | 705.1282 | 789.4737 | 1759.5376 | 30.1538 | 292.5063 | 705.1282 | 717.9179 | -12.7897
Traffic Signal | 360000 | 0 | 0 |  | 0 | 923.0769 | 0 | 0 | 0 | 0 | 923.0769 | 0 | 923.0769
Asphalt Sawcut & Rem | 25000 | 0 | 5000 | 5000 | 5000 | 64.1026 | 0 | 18.1159 | 25.641 | 24.0385 | 64.1026 | 16.9489 | 47.1537
Paving | 1843875.3 | 207254 | 362005 | 210806.37 | 88878.75 | 4727.8854 | 1090.8105 | 1311.6123 | 1081.0583 | 427.3017 | 4727.8854 | 977.6957 | 3750.1897
Curbs and Gutters | 124911 | 29080.4 | 50865.52 | 35415 | 30354.5 | 320.2846 | 153.0547 | 184.2954 | 181.6154 | 145.9351 | 320.2846 | 166.2251 | 154.0595
Concrete Flatwork | 91597 | 50289.12 | 64665.13 | 55795 | 21193.1 | 234.8641 | 264.6796 | 234.2939 | 286.1282 | 101.8899 | 234.8641 | 221.7479 | 13.1162
Traffic Control | 15000 | 7500 | 49600 | 15000 | 15000 | 38.4615 | 39.4737 | 179.7101 | 76.9231 | 72.1154 | 38.4615 | 92.0556 | -53.594
Water | 2200067.3967 | 300521.97 | 510620.41 | 291819 | 712048.82 | 5641.1985 | 1581.6946 | 1850.0739 | 1496.5077 | 3423.3116 | 5641.1985 | 2087.897 | 3553.3015
Sewer | 1474233.6057 | 38505.91 | 26598.61 | 45600 | 20700 | 3780.0862 | 202.6627 | 96.3718 | 233.8462 | 99.5192 | 3780.0862 | 158.1 | 3621.9862
Storm Drain | 649389 | 264134.09 | 107892.2 | 0 | 0 | 1665.1 | 1390.1794 | 390.9138 | 0 | 0 | 1665.1 | 445.2733 | 1219.8267
Electric | 1621723.4878 | 437800 | 40709.34 | 67062.77 | 79600 | 4158.2654 | 2304.2105 | 147.4976 | 343.9116 | 382.6923 | 4158.2654 | 794.578 | 3363.6873
Total Offsites Cost | 8687796.7902 | 1492085.49 | 1718588.59 | 747378.14 | 1040821.98 | 22276.402 | 7853.0815 | 6226.7703 | 3832.7084 | 5003.9518 | 22276.402 | 5729.128 | 16547.274
Total Project Hard Cost | 78937448.7341 | 35588189.57 | 48695480.38 | 29212086 | 33526152.38 | 202403.7147 | 187306.2609 | 176432.8999 | 149805.5692 | 161183.4249 | 202403.7147 | 168682.0387 | 33721.676

## Savings Recomendations
West Henderson
Estimated Potential Savings
| Budget Starting Point | Level 1 | Level 2 | Variance | %
| Budget | 78131623.0113 | 77376747.9165 | 754875.0948 | 0.9662%
No | Value Engineer Cost Savings | Budget Amount | Reduction | Update Budget | Savings | Details
1 | Tower Elevations | 858859.125 | 50% | 429429.5625 | 429429.5625
3 | Lightweight Concrete | 679394.69 | 25% | 509546.0175 | 169848.6725 | Change to 3/4 not Mat. Previous proposal show 56% discount.
4 | Iron Railings | 300204 | 75% | 75051 | 225153
5 | Window Awnings Small | 174000 | 100% | 0 | 174000
6 | Window Awnings Large | 93000 | 50% | 46500 | 46500
8 | Carports | 843750 | 25% | 632812.5 | 210937.5 | We currently have 375 carports per plan
10 | Landscaping | 1590795.5992 | 35% | 1034017.1395 | 556778.4597 | Downsize large park and offsite eastnorth property perimeter.
| Subtotal | 4540003.4142 |  |  | 1812647.1947
| Net Potential Savings (x1.2) | 5448004.097 |  |  | 2175176.6337
|  | Level 2 | Value - Level 2 | Variance | %
| Budget | 77376747.9165 | 75201571.2828 | 2175176.6337 | 2.811%
| Budget Per SF | 183.0817 | 177.935 | 5.1467
| Budget Per Unit | 198401.9177 | 192824.5418 | 5577.376
| Roof Towers | Decatur | CO Variable | Estimated Cost
| Framing | 20456.875 | 25% | 15342.6562
| Insulation | 5215 | 25% | 3911.25
| Roofing | 4816.875 | 25% | 3612.6562
| Stucco | 3192 | 25% | 2394
| Subtotal Cost Per Tower |  |  | 25260.5625
|  | No Towers |  | 34
| Building 1 | 11 |  | 858859.125
| Building 2 | 6
| Building 3 | 11
| Building 4 | 6
34
| Landscaping |  |  |  | Value Eng
| Park Area | 44051.99 | 7.5062 | 330664.5786 | 100000 | We have price to tock at $40k plus $60 for trees
| Round about Landscaping | 24210.76 | 7.5062 | 181731.6483 | 127212.1538 | Reducing by 30%.
|  |  |  | Subtotal | 227212.1538
|  |  |  | Savings | 285184.0731

## Torrey Comparison
| West Henderson |  |  | Torrey Pines |  |  | Variance
| $ | $ / GSF | $ / U | $ | $ / GSF | $ / U | $ | $ / GSF | $ / U | Comments | WH | Torrey | Detail | X Times | $ / U
Leaseable |  | 0 |  |  | 201630 |  |  | 344214
Gross |  | 431911 | 390 |  | 254891 | . |  |  | 388
Hard Cost
01 - General Requirements | 3857213.6955 | 8.9306 | 9890.2915 | 1675207.2629 | 8.8717 | 8816.8803 | 2182006.4325 | 0.05883 | -1073.4112 | Percentage of Cost
02 - Existing Conditions | 12000 | 0.027784 | 30.7692 | 3500 | 0.018536 | 18.4211 | 8500 | 0.0092478 | -12.3482
03 - Concrete | 2270799.4981 | 5.2576 | 5822.5628 | 855751.3 | 4.532 | 4503.9542 | 1415048.1981 | 0.72558 | -1318.6086 | Multiple buildings of 2 and 3 story, more slab SF. | 441.3128 | 249.4211 | Slab SF / Unit | 1.7693 | 7969.0656
04 - Masonry | 314000 | 0.727 | 805.1282 | 154110 | 0.81615 | 811.1053 | 159890 | -0.089151 | 5.9771
05 - Metals | 716686.6 | 1.6593 | 1837.6579 | 288724 | 1.5291 | 1519.6 | 427962.6 | 0.13028 | -318.0579
06 - Wood, Plastics, & Composites | 9207821.4833 | 21.3188 | 23609.7987 | 4782473.5 | 25.3275 | 25170.9132 | 4425347.9833 | -4.0088 | 1561.1145 | Larger building SF on a per unit basis (approximatly 11% greater) | 1107.4641 | 993.8158 | Bldg SF / U | 1.1144 | 28049.3458
07 - Thermal & Moisture Protection | 2196003.103 | 5.0844 | 5630.7772 | 886843.75 | 4.6966 | 4667.5987 | 1309159.353 | 0.38774 | -963.1785 | Larger building SF on a per unit basis (approximatly 11% greater)
08 - Openings | 669950 | 1.5511 | 1717.8205 | 462292.91 | 2.4483 | 2433.1206 | 207657.09 | -0.89713 | 715.3001
09 - Finishes | 7167102.1585 | 16.5939 | 18377.185 | 3275902.94 | 17.3489 | 17241.5944 | 3891199.2185 | -0.75495 | -1135.5906
10 - Specialties | 729570 | 1.6892 | 1870.6923 | 207648 | 1.0997 | 1092.8842 | 521922 | 0.58948 | -777.8081
11 - Equipment | 1442993.9231 | 3.341 | 3699.9844 | 555940 | 2.9442 | 2926 | 887053.9231 | 0.39674 | -773.9844
12 - Furnishings | 2461013.4 | 5.698 | 6310.2908 | 1126769 | 5.9673 | 5930.3632 | 1334244.4 | -0.2693 | -379.9276
13 - Special Construction | 1103563.3333 | 2.5551 | 2829.6496 | 514455.07 | 2.7245 | 2707.6583 | 589108.2633 | -0.16944 | -121.9913 | Carrying 20% Escalation due to Baja sale. More carport per unit (0.99 versus 0.52) | 0.99 | 0.52 |  | 20% | 3249.1899
14 - Conveying Equipment | 508000 | 1.1762 | 1302.5641 | 337555 | 1.7877 | 1776.6053 | 170445 | -0.61149 | 474.0412
21 - Fire Suppression | 1322806.25 | 3.0627 | 3391.8109 | 661214.75 | 3.5017 | 3480.0776 | 661591.5 | -0.43905 | 88.2667
22 - Plumbing | 4900550 | 11.3462 | 12565.5128 | 2166278.5 | 11.4724 | 11401.4658 | 2734271.5 | -0.12621 | -1164.047
23 - HVAC | 4132739.5 | 9.5685 | 10596.7679 | 1751619.5 | 9.2764 | 9219.05 | 2381120 | 0.29208 | -1377.7179 |  | 10596.7679 | 9219.05 |  | 14.94%
26 - Electrical | 5741267.9167 | 13.2927 | 14721.1998 | 2257308 | 11.9545 | 11880.5684 | 3483959.9167 | 1.3382 | -2840.6314 | Budget on $/SF. WH has larger SF per unit average (852 vs 742 + 15% or $1760 equivalent)
27 - Communications | 253754.65 | 0.58752 | 650.6529 | 900 | 0.0047663 | 4.7368 | 252854.65 | 0.58275 | -645.9161
28 - Electronic Safety & Security | 1359898.75 | 3.1486 | 3486.9199 | 464996.5 | 2.4626 | 2447.35 | 894902.25 | 0.68598 | -1039.5699
31 - Earthwork | 1225979.7169 | 2.8385 | 3143.5377 | 609629.75 | 3.2285 | 3208.5776 | 616349.9669 | -0.39004 | 65.0399 | Density WH at 25 units/acre vs Torry at 38.
32 - Exterior Improvements | 6247669.5083 | 14.4652 | 16019.6654 | 2186782.45 | 11.581 | 11509.3813 | 4060887.0583 | 2.8842 | -4510.2841 | Higher density at Torrey increases landscaping budget $3M. Offsite Paving $1.8M.
33 - Utilities | 5661464.8757 | 13.1079 | 14516.5766 | 1788881 | 9.4738 | 9415.1632 | 3872583.8757 | 3.6342 | -5101.4134 | Brings sewer and water for worse case secenario. Offiste power also significant.
34 - Transportation | 15000 | 0.034729 | 38.4615 | 7500 | 0.039719 | 39.4737 | 7500 | -0.0049899 | 1.0121
48 - Electrical Power Generation | 1717975.85 | 3.9776 | 4405.0663 | 707152.38 | 3.745 | 3721.8546 | 1010823.47 | 0.2326 | -683.2117
49 - Field Surveys, Staking | 486632.15 | 1.1267 | 1247.7747 | 149353.1 | 0.79096 | 786.0689 | 337279.05 | 0.33574 | -461.7058
Bid Risk | 632953.9067 | 1.4655 | 1622.9587 | 0 | 0 | 0 | 632953.9067 | 1.4655 | -1622.9587 | Percentage of Cost
FFE Extra | 1430148 | 3.3112 | 3667.0462 | 1161406.5315 | 6.1507 | 6112.666 | 268741.4685 | -2.8395 | 2445.6198
50 - Sub Bonds / Contractor Insurance | 1007077.9334 | 2.3317 | 2582.2511 | 555133.1176 | 2.9399 | 2921.7533 | 451944.8158 | -0.60826 | 339.5021
55 - Construction Contingency | 3389277.9135 | 7.8472 | 8690.4562 | 1591446.8998 | 8.4282 | 8376.0363 | 1797831.0137 | -0.58099 | -314.4199 | Percentage of Cost
56 - Contractor Fee | 5194833.8006 | 12.0276 | 13320.0867 | 2233609.6839 | 11.829 | 11755.8404 | 2961224.1166 | 0.19856 | -1564.2462 | Percentage of Cost
Total Hard Costs | 77376747.9165 | 179.1498 | 198401.9177 | 33420384.8958 | 176.9913 | 175896.7626 | 43956363.0207 | 2.1584 | -22505.1551
Largest Differences (Increase Per Unit)
[6 empty] | 03 - Concrete |  |  | -1318.6086 | Efficiency. WH has 373 SF slab / unit versus 247 Sf / unit at TP (WH is % higher).
[6 empty] | 26 - Electrical |  |  | -2840.6314 | Increased 5% to try to account for price increase after Bruner contract.
[6 empty] | 31 - Earthwork |  |  | 65.0399
[6 empty] | 32 - Exterior Improvements |  |  | -4510.2841 | Landscaping change plans yield 132k sf more than previous. WH has 782 sf landscape area per unit vers 211 sf/ unit for TP
[6 empty] | 33 - Utilities |  |  | -5101.4134 | Significantly more offsite utilities.
[6 empty] | 01 - General Requirements |  |  | -1073.4112 | Overal higher cost per unit. Percentage of total HC.
[6 empty] | Bid Risk |  |  | -1622.9587 | No bid risk at TP.
[6 empty] | 55 - Construction Contingency |  |  | -314.4199 | Overal higher cost per unit. Percentage of total HC.
[6 empty] | 56 - Contractor Fee |  |  | -1564.2462
[6 empty] | Total |  |  | -18280.9336

## Risk (hidden)
Utilities | Added Cost |  |  |  | Water
Offsite Water | -166650 | If Ovation goes first then POC is 660 LF on Gilespie |  |  | 16" CL350 Rancho Destino | 660 | 160 | 105600
Offsite Sewer | -215200 | If Ovation goes first then POC is 660 LF on Gilespie |  |  | 16" Fittings Restrained | 33 | 850 | 28050
Subtotal | -381850 |  |  |  | Trench Backfield, HD and TC | 660 | 50 | 33000
Total (x1.2) | -458220
Sewer
[5 empty] | 27" Sewer Line | 660 | 170 | 112200
Bids Risk | Budget | Proposal | Deficit | Sub | 72" SSMH | 2 | 35000 | 70000
Electrical | #REF! | 5127920 | #REF! | Northstar | Trench Backfield, HD and TC | 660 | 50 | 33000
Plumbing | 4869550 | 4903804 | -34254 | JMAC
|  |  | #REF! | -0.0070343
Favorable Bids | Budget | Proposal | Deficit | Sub
Concrete | 1672098 | 1351565 | 320533 | NRC Concrete
Framing | 7607430 | 7335100 | 272330 | Gilmore Construction
Finished Carpentry | 1838461 | 1649856.29 | 188604.71 | Rystin Construction, Inc.
Windows | 573144 | 418876.43 | 154267.57 | Solar Industries, Inc.
Landscape | 3662725 | 2571080.15 | 1091644.85 | Alpha Landscapes
2027380.13
Net Risk |  |  | #REF!

## Park Options
West Henderson
Park Options
By Gothic | 2025-04-24
Total Proposal
Option 1 |  |  | 39687
¾” rock entire area.
Option 2 |  |  | 111323.75
¾” rock entire area.
| Sidewalk around perimeter. | 71636.75
Benches periodically at sidewalk.
Option 3 |  |  | 388195.75
¾” rock entire area.
Sidewalk around perimeter.
Benches periodically at sidewalk.
| Large turf area in the middle. | 276872
Option 4 |  |  | 557842.75
¾” rock entire area.
Sidewalk around perimeter.
Benches periodically at sidewalk.
Large turf area in the middle.
| Playground area. | 169647
[5 empty] | D | P
|  |  |  | 1 | 1376107 | 366144
|  |  |  | 2 | 202139 | 47594
|  |  |  | 3 | 1451844 | 374369
|  |  |  | 4 | 200638 | 47386
[5 empty] | 3230728 | 835493
|  |  |  | 422635 | 7.6443 | 1.9769
|  |  |  | 390 | 8283.9179 | 2142.2897

## Normalize
West Henderson
COMPARABLE PROPERTY COST NORMALIZATION
[14 empty] | Variance to West Henderson | [5 empty] | Thresholds for Formatting
|  |  |  | Comparison ($) |  |  |  |  | Comparison ($ / Unit) | [10 empty] | Absolute $ | 1000
|  | CSI Code | Subject Project | Bruner | Torrey Pines | Decatur / Rome | Decatur / Rome | Subject Project | Bruner | Torrey Pines | Decatur / Rome | Decatur / Rome | Comp. Average | $ | % | As % of Total Variance | Notes |  | Meet Threshold for Formatting | % | 5%
ADJUSTED HARD COSTS
Existing Conditions |  | 2 | 12000 | 3500 | 6740 | 17194.23 | 17194.23 | 30.7692 | 18.0412 | 35.4737 | 62.2979 | 62.2979 | 38.6043 | -7.8351 | -20.3% |  |  |  | 0
Concrete |  | 3 | 2270799.4981 | 998310.8 | 1050870 | 2283062.07 | 2283062.07 | 6529.7415 | 5145.932 | 5530.8947 | 8271.964 | 8271.964 | 6316.2636 | 213.478 | 3.38% |  |  |  | 0
Masonry |  | 4 | 314000 | 127094.12 | 116340 | 292794.54 | 292794.54 | 706.6667 | 655.1243 | 612.3158 | 1060.8498 | 1060.8498 | 776.0966 | -69.43 | -8.946% |  |  |  | 0
Metals |  | 5 | 609026.9756 | 350274 | 287257.48 | 413079.72 | 413079.72 | 1561.6076 | 1805.5361 | 1511.8815 | 1496.6657 | 1496.6657 | 1604.6944 | -43.0868 | -2.685% |  |  |  | 0
Wood & Finished Carpentry |  | 6 | 9324491 | 4464715.2 | 4493089 | 7107517.48 | 7107517.48 | 23908.9513 | 23013.9959 | 23647.8368 | 25751.8749 | 25751.8749 | 24137.9025 | -228.9513 | -0.9485% |  |  |  | 0
Thermal & Moisture Protection |  | 7 | 2237303.7715 | 877917.57 | 926610.18 | 1647502.14 | 1647502.14 | 5736.6763 | 4525.3483 | 4876.8957 | 5969.2107 | 5969.2107 | 5123.8182 | 612.8581 | 11.96% |  |  |  | 0
Openings |  | 8 | 690619 | 279109.58 | 511248.22 | 774755.2 | 774755.2 | 1770.8179 | 1438.7092 | 2690.7801 | 2807.0841 | 2807.0841 | 2312.1911 | -541.3732 | -23.41% |  |  |  | 0
Finishes |  | 9 | 6934652.5816 | 3265446.12 | 3628093.79 | 5099725.8 | 5099725.8 | 17781.1605 | 16832.1965 | 19095.2305 | 18477.2674 | 18477.2674 | 18134.8981 | -353.7377 | -1.951% |  |  |  | 0
Specialties |  | 10 | 700376.2872 | 253490 | 224942.8 | 365155.03 | 365155.03 | 1795.8366 | 1306.6495 | 1183.9095 | 1323.0255 | 1323.0255 | 1271.1948 | 524.6418 | 41.27% |  |  |  | 0
Equipment |  | 11 | 1385515 | 621090.5 | 653362.71 | 1100398.21 | 1100398.21 | 3552.6026 | 3201.4974 | 3438.7511 | 3986.95 | 3986.95 | 3542.3995 | 10.203 | 0.288% |  |  |  | 0
Cabinets, Countertops & Blinds |  | 12 | 2369433.4151 | 1046615.36 | 1264203 | 1927564.66 | 1927564.66 | 6075.4703 | 5394.9245 | 6653.7 | 6983.9299 | 6983.9299 | 6344.1848 | -268.7145 | -4.236% |  |  |  | 0
Special Construction |  | 13 | 1134489 | 572485 | 551167 | 730483.45 | 730483.45 | 2908.9462 | 2950.9536 | 2900.8789 | 2646.6792 | 2646.6792 | 2832.8372 | 76.1089 | 2.687% |  |  |  | 0
Conveying Equipment |  | 14 | 508000 | 323200 | 329746.5 | 525110 | 525110 | 1302.5641 | 1665.9794 | 1735.5079 | 1902.5725 | 1902.5725 | 1768.0199 | -465.4558 | -26.33% |  |  |  | 0
Fire Suppression |  | 21 | 1322806.25 | 623908.05 | 601160.09 | 811547.36 | 811547.36 | 3391.8109 | 3216.0209 | 3164.0005 | 2940.389 | 2940.389 | 3106.8034 | 285.0075 | 9.174% |  |  |  | 0
Plumbing |  | 22 | 4783145.5 | 1959385 | 2137239.91 | 3167447 | 3167447 | 12264.4756 | 10099.9227 | 11248.6311 | 11476.2572 | 11476.2572 | 10941.6037 | 1322.872 | 12.09% |  | 2nd bathoom added approximatly $500k ($1282/units) to the overall plumbing |  | 1
HVAC |  | 23 | 3866250 | 1910000 | 1899184.46 | 3291703.8 | 3291703.8 | 9913.4615 | 9845.3608 | 9995.7077 | 11926.463 | 11926.463 | 10589.1772 | -675.7156 | -6.381% |  |  |  | 0
Electrical |  | 26 | 5287886.1 | 2256970 | 2406298.27 | 5071014.12 | 5071014.12 | 13558.6823 | 11633.866 | 12664.7277 | 18373.2396 | 18373.2396 | 14223.9444 | -665.2621 | -4.677% |  |  |  | 0
Communications |  | 27 | 253754.65 | 137610.51 | 113869.66 | 140980.82 | 140980.82 | 650.6529 | 709.3325 | 599.314 | 510.8001 | 510.8001 | 606.4822 | 44.1707 | 7.283% |  |  |  | 0
Electronic Safety & Security |  | 28 | 1349898.75 | 521084 | 444169.91 | 868805.82 | 868805.82 | 3461.2788 | 2686 | 2337.7364 | 3147.8472 | 3147.8472 | 2723.8612 | 737.4177 | 27.07% |  | Alarms with new low Freq code (based on Decatur +10%) |  | 0
Earthwork |  | 31 | 1455055.4581 | 360909.21 | 337649.75 | 918655.63 | 918655.63 | 3730.9114 | 1860.3568 | 1777.1039 | 3328.4624 | 3328.4624 | 2321.9744 | 1408.9371 | 60.68% |  | Decatur 25 units/acre versus WH 17.33 units/acre (WH has 30% more unit/ acre vs 22% lower cost/acre) |  | 1 | Dec $/Ac | 83514.1482
Exterior Improvements |  | 32 | 7622826.8914 | 1902352.69 | 1907272.36 | 4251061.53 | 4251061.53 | 19545.71 | 9805.9417 | 10038.2756 | 15402.3968 | 15402.3968 | 11748.8714 | 7796.8386 | 66.36% |  | Only 27% higher than Decatur the cost per acre is 12% lower at Dec vs WH ($386k vs $339k) |  | 1 | WH $/AC | 64669.1315
Utilities |  | 33 | 7092245.07 | 1553254 | 1480810.61 | 2345568.87 | 2345568.87 | 18185.2438 | 8006.4639 | 7793.7401 | 8498.4379 | 8498.4379 | 8099.5473 | 10085.6965 | 124.5% |  | Offsite is approximatly $5M of the total $7M budget 71% (sewer 2900 LF, Water 6,500 LF, dry 4,000 LF POC) Bruner was 29% at $450k. |  | 1 | Dif | 18845.0167
Transportation |  | 34 | 15000 | 7500 | 7500 | 231856.96 | 231856.96 | 38.4615 | 38.6598 | 39.4737 | 840.0614 | 840.0614 | 306.065 | -267.6034 | -87.43% |  |  |  | 0 | % | 22.57%
Electrical Power Generation |  | 48 | 469750 | 392850 | 1031659.94 | 178738.2 | 178738.2 | 1204.4872 | 2025 | 5429.7892 | 647.6022 | 647.6022 | 2700.7971 | -1496.3099 | -55.4% |  | Torrey and Bruner will max at approx $1M ($5200/unit). WH would have to increase to approx $2M from current $400k |  | 1
Field Surveys & Staking |  | 49 | 486632.15 | 217538 | 192895.5 | 497020 | 497020 | 1247.7747 | 1121.3299 | 1015.2395 | 1800.7971 | 1800.7971 | 1312.4555 | -64.6807 | -4.928% |  |  |  | 0
FF&E |  | FFE | 1430148 | 671024.09 | 1144920.92 | 548971.84 | 548971.84 | 3667.0462 | 3458.8871 | 6025.8996 | 1989.0284 | 1989.0284 | 3824.605 | -157.5589 | -4.12% |  |  |  | 0
Refundable Deposits |  | 57 | 0 | 0 | 0 | 0 | 0 | 0 | 0 | 0 | 0 | 0 | 0 | 0 | N/A |  |  |  | 0
TOTAL ADJUSTED HARD COSTS |  |  | 64163505.0486 | 25697633.8 | 27748302.06 | 44607714.48 | 44607714.48 | 164521.8078 | 132462.0299 | 146043.6951 | 161622.1539 | 161622.1539 | 146709.293 | 17812.5149 | 12.14% | 151.2% |  | 25.0909
17.3333
ADJUSTED SOFT COSTS | [17 empty] | 83514.1482
Permits & fees |  | 62 | 7842209.7955 | 2460084.31 | 2188212.97 | 2718881.79 | 2718881.79 | 20108.2302 | 12680.847 | 11516.9104 | 9851.021 | 9851.021 | 11349.5928 | 8758.6375 | 77.17% |  | PFNA is $5k/unit, WUFNA is $2.4k/unit, NVE is $500/unit | 64669.1315 | 1
A&E |  | 64 | 1931132.78 | 1060334.5 | 1104989.59 | 1791441.31 | 1791441.31 | 4951.6225 | 5465.6418 | 5815.7347 | 6490.7294 | 6490.7294 | 5924.0353 | -972.4128 | -16.41% |  | Economies of scale with Unit Count | 18845.0167 | 0
Bldr Risk, Predev Int, Misc Soft Costs |  | 66 | 1573652.5204 | 783191.09 | 763071.27 | 731587.8 | 731587.8 | 4035.0065 | 4037.0675 | 4016.1646 | 2650.6804 | 2650.6804 | 3567.9708 | 467.0356 | 13.09% |  |  | 0.22565 | 0
Title and Recording |  | 68 | 164191.283 | 93264.96 | 93885.71 | 84706.45 | 84706.45 | 421.0033 | 480.7472 | 494.1353 | 306.9074 | 306.9074 | 427.2633 | -6.26 | -1.465% |  |  |  | 0
Legal Fees |  | 70 | 450000 | 504152.3 | 410981.38 | 431579.42 | 431579.42 | 1153.8462 | 2598.7232 | 2163.0599 | 1563.6936 | 1563.6936 | 2108.4922 | -954.6461 | -45.28% |  |  |  | 0
Marketing & Leaseup |  | 72 | 354296.3223 | 206750.55 | 209951.55 | 227847.57 | 227847.57 | 908.4521 | 1065.7245 | 1105.0082 | 825.5347 | 825.5347 | 998.7558 | -90.3037 | -9.042% |  |  |  | 0
Property Taxes |  | 74 | 399741.9749 | 148319.58 | 165696.41 | 377264 | 377264 | 1024.9794 | 764.5339 | 872.0864 | 1366.8986 | 1366.8986 | 1001.1729 | 23.8065 | 2.378% |  |  |  | 0
Accounting & Cost Cert |  | 76 | 55000 | 55000 | 55000 | 55000 | 55000 | 141.0256 | 283.5052 | 289.4737 | 199.2754 | 199.2754 | 257.4181 | -116.3924 | -45.22% |  |  |  | 0
Tax Credit Fees |  | 78 | 659958.9135 | 283939 | 278260.5 | 0 | 0 | 1692.2023 | 1463.6031 | 1464.5289 | 0 | 0 | 976.044 | 716.1583 | 73.37% |  |  |  | 0
Market Study & 3rd Party Reports |  | 80 | 14500 | 14000 | 7590 | 13111 | 13111 | 37.1795 | 72.1649 | 39.9474 | 47.5036 | 47.5036 | 53.2053 | -16.0258 | -30.12% |  |  |  | 0
Bank Expenses |  | 82 | 717525 | 277473 | 384167 | 486625.25 | 486625.25 | 1839.8077 | 1430.2732 | 2021.9316 | 1763.135 | 1763.135 | 1738.4466 | 101.3611 | 5.831% |  |  |  | 0
Construction Loan Fee |  | 84 | 449400 | 419650 | 420500 | 971900 | 971900 | 1152.3077 | 2163.1443 | 2213.1579 | 3521.3768 | 3521.3768 | 2632.5597 | -1480.252 | -56.23% |  |  |  | 1
Construction Loan Interest |  | 86 | 7567163.0429 | 5493270.74 | 4600916.77 | 5782348.37 | 5782348.37 | 19402.9822 | 28315.8286 | 24215.3514 | 20950.5376 | 20950.5376 | 24493.9059 | -5090.9237 | -20.78% |  |  |  | 1
Perm Loan Fees & Closing Costs |  | 88 | 843362.5 | 364100 | 328500 | 463750 | 463750 | 2162.4679 | 1876.8041 | 1728.9474 | 1680.2536 | 1680.2536 | 1762.0017 | 400.4662 | 22.73% |  |  |  | 0
Consultant Fees |  | 90 | 77500 | 72500 | 69000 | 76000 | 76000 | 198.7179 | 373.7113 | 363.1579 | 275.3623 | 275.3623 | 337.4105 | -138.6926 | -41.1% |  |  |  | 0
TOTAL ADJUSTED SOFT COSTS |  |  | 23099634.1326 | 12236030.03 | 11080723.15 | 14212042.96 | 14212042.96 | 59229.8311 | 63072.3197 | 58319.5955 | 51492.9093 | 51492.9093 | 57628.2748 | 1601.5563 | 2.779% | 13.59%
Operating Reserve |  | 97 | 1326783.2925 | 531612.12 | 555241.36 | 1250000 | 1250000 | 3402.0084 | 2740.2687 | 2922.3229 | 4528.9855 | 4528.9855 | 3397.1924 | 4.8161 | 0.1418% |  |  |  | 0
TOTAL FINANCE COSTS |  |  | 1326783.2925 | 531612.12 | 555241.36 | 1250000 | 1250000 | 3402.0084 | 2740.2687 | 2922.3229 | 4528.9855 | 4528.9855 | 3397.1924 | 4.8161 | 0.1418% | 0.04087%
TOTAL ADJUSTED CONSTRUCTION COSTS |  |  | 88589922.4737 | 38465275.95 | 39384266.57 | 60069757.44 | 60069757.44 | 227153.6474 | 198274.6183 | 207285.6135 | 217644.0487 | 217644.0487 | 207734.7602 | 19418.8872 | 9.348% | 164.8%
SUMMARY OF EXCLUDED COSTS
Percentage-Based Costs
General Conditions | 6% | 1 | 4017598.2447 | 1830942.39 | 1675207 | 2591279.12 | 2591279.12 | 10301.534 | 9437.8474 | 8816.8789 | 9388.6925 | 9388.6925 | 9214.4729 | 1087.061 | 11.8% |  |  |  | 1
Bid Risk | 2% | Bid Risk | 1254667.141 | 1356156.74 | 229829.59 | 201269.34 | 201269.34 | 3217.0952 | 6990.4987 | 1209.6294 | 729.2367 | 729.2367 | 2976.4549 | 240.6403 | 8.085% |  |  |  | 0
P&P Bond, Insurance, Sub Bonds |  | 50 | 1541798.5555 | 626616.66 | 452649.86 | 339672.76 | 339672.76 | 3953.3296 | 3229.9828 | 2382.3677 | 1230.6984 | 1230.6984 | 2281.0163 | 1672.3133 | 73.31% |  |  |  | 1
Contractor Profit & Overhead | 8% | 56 | 5356797.6596 | 740592.9 | 2233609 | 3455038.83 | 3455038.83 | 13735.3786 | 3817.4892 | 11755.8368 | 12518.2566 | 12518.2566 | 9363.8609 | 4371.5177 | 46.68% |  |  |  | 1
Construction Contingency | 5% | 55 | 3816718.3325 | 1577783.21 | 1591447 | 226550.46 | 226550.46 | 9786.4573 | 8132.9031 | 8376.0368 | 820.835 | 820.835 | 5776.5917 | 4009.8656 | 69.42% |  |  |  | 1
Soft Cost Contingency | 5% | 98 | 1154981.7066 | 502120.57 | 822926.61 | 388603.66 | 388603.66 | 2961.4916 | 2588.2504 | 4331.1927 | 1407.9843 | 1407.9843 | 2775.8091 | 185.6824 | 6.689% |  |  |  | 0
Developer Fee | 15% | 96 | 15862000 | 7780000 | 7744000 | 10250000 | 10250000 | 40671.7949 | 40103.0928 | 40757.8947 | 37137.6812 | 37137.6812 | 39332.8896 | 1338.9053 | 3.404% |  |  |  | 0
Total Percentage-Based Costs |  |  | 33004561.6399 | 14414212.47 | 14749669.06 | 17452414.17 | 17452414.17 | 84627.0811 | 74300.0643 | 77629.8372 | 63233.3847 | 63233.3847 | 71721.0954 | 12905.9858 | 17.99% | 109.5%
TOTAL DEVELOPMENT COST EXCLUDING LAND |  |  | 121594484.1137 | 52879488.42 | 54133935.63 | 77522171.61 | 77522171.61 | 311780.7285 | 272574.6826 | 284915.4507 | 280877.4334 | 280877.4334 | 279455.8555 | 32324.873 | 11.57%
Land Costs |  | 60 | 16622.6039 | 5500000 | 6255043.13 | 131813.6 | 131813.6 | 42.6221 | 28350.5155 | 32921.2796 | 477.5855 | 477.5855 | 20583.1269 | -20540.5048 | -99.79% | -174.3% |  |  | 1
TOTAL DEVELOPMENT COST |  |  | 121611106.7176 | 58379488.42 | 60388978.76 | 77653985.21 | 77653985.21 | 311823.3506 | 300925.198 | 317836.7303 | 281355.0189 | 281355.0189 | 300038.9824 | 11784.3681 | 3.928% | 100%
OFFSITE COMPARISON
Total Offsite Costs | [7 empty] | 0 |  |  |  |  | 0 | 0 | N/A |  |  |  | 0
check |  |  | 0 | 0 | 0 | 0 | 0 | 0 | 0 | 0 | 0 | 0
[5 empty] | FOR COMP AVERAGE |  |  |  | 1 | 1 | 0 | 1

## Torrey Premier (hidden)
TPINES - Torrey Pines Contract
Job Cost Progress Report as of December 10, 2024
Cost Code | Original Estimate | Approved COs | Current Estimate | Subcontract Committed | Subcontract COs | Purchase Orders | Total Committed | O/S Budget | Cost To Date | Current Month | Cost To | O/S Commitment | Estimate @ Completion | % Complete
Complete
10 - Specialties
10-1454 - Street Signs | 7000 | 0 | 7000 | 0 | 0 | 0 | 0 | 7000 | 0 | 0 | 7000 | 0 | 7000 | 0%
10 - Specialties Total | 7000 | 0 | 7000 | 0 | 0 | 0 | 0 | 7000 | 0 | 0 | 7000 | 0 | 7000 | 0%
26 - Electrical
26-5613 - Street Lights | 150000 | 0 | 150000 | 0 | 0 | 0 | 0 | 150000 | 0 | 0 | 150000 | 0 | 150000 | 0%
26 - Electrical Total | 150000 | 0 | 150000 | 0 | 0 | 0 | 0 | 150000 | 0 | 0 | 150000 | 0 | 150000 | 0%
32 - Exterior Improvements
32-1216 - Paving | 0 | 207254 | 207254 | 207254 | 0 | 0 | 207254 | -3845.06 | 3845.06 | 0 | 207254 | 207254 | 211099.06 | 1.82%
32-1613 - Curbs-Gutters | 0 | 0 | 0 | 29080.4 | 0 | 0 | 29080.4 | -29080.4 | 0 | 0 | 29080.4 | 29080.4 | 29080.4 | 0%
32-1623 - Concrete Flatwork | 0 | 0 | 0 | 50289.12 | 0 | 0 | 50289.12 | -50289.12 | 0 | 0 | 50289.12 | 50289.12 | 50289.12 | 0%
32 - Exterior Improvements Total | 0 | 207254 | 207254 | 286623.52 | 0 | 0 | 286623.52 | -83214.58 | 3845.06 | 0 | 286623.52 | 286623.52 | 290468.58 | 1.32%
33 - Utilities
33-1001 - Water System | 0 | 0 | 0 | 251431.08 | 49090.89 | 0 | 300521.97 | -303874.38 | 254783.49 | 0 | 49090.89 | 49090.89 | 303874.38 | 83.85%
33-3001 - Sewer System | 0 | 0 | 0 | 38505.91 | 0 | 0 | 38505.91 | -38505.91 | 38505.91 | 0 | 0 | 0 | 38505.91 | 100%
33-4001 - Storm Drains | 128750 | 135384.09 | 264134.09 | 264134.09 | 0 | 0 | 264134.09 | -3054.06 | 155517.3 | 0 | 111670.85 | 111670.85 | 267188.15 | 58.21%
33 - Utilities Total | 128750 | 135384.09 | 264134.09 | 554071.08 | 49090.89 | 0 | 603161.97 | -345434.35 | 448806.7 | 0 | 160761.74 | 160761.74 | 609568.44 | 73.63%
34 - Transportation
34-4116 - Traffic Control | 7500 | 0 | 7500 | 0 | 0 | 0 | 0 | 7500 | 0 | 0 | 7500 | 0 | 7500 | 0%
34 - Transportation Total | 7500 | 0 | 7500 | 0 | 0 | 0 | 0 | 7500 | 0 | 0 | 7500 | 0 | 7500 | 0%
49 - Field Surveys, Staking
49-0802 - Grading Testing | 0 | 0 | 0 | 12525 | 0 | 0 | 12525 | -12525 | 147.5 | 0 | 12377.5 | 12377.5 | 12525 | 1.18%
49-0950 - Third Party Inspec/Reports | 0 | 0 | 0 | 2050 | 0 | 0 | 2050 | -2050 | 2050 | 0 | 0 | 0 | 2050 | 100%
49 - Field Surveys, Staking Total | 0 | 0 | 0 | 14575 | 0 | 0 | 14575 | -14575 | 2197.5 | 0 | 12377.5 | 12377.5 | 14575 | 15.08%
Total | 293250 | 342638.09 | 635888.09 | 855269.6 | 49090.89 | 0 | 904360.49 | -278723.93 | 454849.26 | 0 | 624262.76 | 459762.76 | 1079112.02 | 42.15%
OFFSITE - Offsite Total | 293250 | 342638.09 | 635888.09 | 855269.6 | 49090.89 | 0 | 904360.49 | -278723.93 | 454849.26 | 0 | 624262.76 | 459762.76 | 1079112.02 | 42.15%
Job Total | 293250 | 342638.09 | 635888.09 | 855269.6 | 49090.89 | 0 | 904360.49 | -278723.93 | 454849.26 | 0 | 624262.76 | 459762.76 | 1079112.02 | 42.15%
All Job Total | 293250 | 342638.09 | 635888.09 | 855269.6 | 49090.89 | 0 | 904360.49 | -278723.93 | 454849.26 | 0 | 624262.76 | 459762.76 | 1079112.02 | 42.15%
Generated By: Victor Alvarez @ December 10, 2024 10:40:27 AM

## Pebble (hidden)
PEBBLE - Pebble Seniors Contract
Job Cost Progress Report as of December 10, 2024
Cost Code | Original Estimate | Approved COs | Current Estimate | Subcontract Committed | Subcontract COs | Purchase Orders | Total Committed | O/S Budget | Cost To Date | Current Month | Cost To | O/S Commitment | Estimate @ Completion | % Complete
Complete
Job: PEBBLE - Pebble Seniors Contract Owner: Pebble Seniors LLC Start Date: 11-01-2023 Completion Date: 05-01-2025
OFFSITE - Offsite
10 - Specialties
10-1454 - Street Signs | 15000 | 0 | 15000 | 150 | 0 | 0 | 150 | 14850 | 0 | 0 | 15000 | 150 | 15000 | 0%
10 - Specialties Total | 15000 | 0 | 15000 | 150 | 0 | 0 | 150 | 14850 | 0 | 0 | 15000 | 150 | 15000 | 0%
26 - Electrical
26-5613 - Street Lights | 20000 | -14120 | 5880 | 5880 | 0 | 0 | 5880 | 0 | 5880 | 0 | 0 | 0 | 5880 | 100%
26 - Electrical Total | 20000 | -14120 | 5880 | 5880 | 0 | 0 | 5880 | 0 | 5880 | 0 | 0 | 0 | 5880 | 100%
32 - Exterior Improvements
32-0506 - Asphalt sawcut and removal | 5000 | 0 | 5000 | 0 | 0 | 0 | 0 | 5000 | 0 | 0 | 5000 | 0 | 5000 | 0%
32-1216 - Paving | 172000 | 38806.37 | 210806.37 | 109007 | 99649 | 0 | 208656 | 0 | 210806.37 | 0 | 0 | 0 | 210806.37 | 100%
32-1613 - Curbs-Gutters | 31653 | 3762 | 35415 | 35415 | 0 | 0 | 35415 | 0 | 35415 | 0 | 0 | 0 | 35415 | 100%
32-1623 - Concrete Flatwork | 43315 | 12480 | 55795 | 42795 | 13000 | 0 | 55795 | 0 | 41780 | 0 | 14015 | 14015 | 55795 | 74.88%
32 - Exterior Improvements Total | 251968 | 55048.37 | 307016.37 | 187217 | 112649 | 0 | 299866 | 5000 | 288001.37 | 0 | 19015 | 14015 | 307016.37 | 93.81%
33 - Utilities
33-1001 - Water System | 413900 | -122081 | 291819 | 291819 | 0 | 0 | 291819 | 0 | 291819 | 0 | 0 | 0 | 291819 | 100%
33-3001 - Sewer System | 64100 | -18500 | 45600 | 45600 | 0 | 0 | 45600 | 0 | 45600 | 0 | 0 | 0 | 45600 | 100%
33-7101 - Underground Electric | 20000 | 47062.77 | 67062.77 | 36794 | 30268.77 | 0 | 67062.77 | 0 | 67062.77 | 0 | 0 | 0 | 67062.77 | 100%
33 - Utilities Total | 498000 | -93518.23 | 404481.77 | 374213 | 30268.77 | 0 | 404481.77 | 0 | 404481.77 | 0 | 0 | 0 | 404481.77 | 100%
34 - Transportation
34-4116 - Traffic Control | 15000 | -15000 | 0 | 0 | 0 | 0 | 0 | 0 | 0 | 0 | 0 | 0 | 0 | 0%
34 - Transportation Total | 15000 | -15000 | 0 | 0 | 0 | 0 | 0 | 0 | 0 | 0 | 0 | 0 | 0 | 100%
49 - Field Surveys, Staking
49-0601 - Staking | 0 | 12900 | 12900 | 12900 | 0 | 0 | 12900 | 0 | 12857 | 0 | 43 | 43 | 12900 | 99.67%
49 - Field Surveys, Staking Total | 0 | 12900 | 12900 | 12900 | 0 | 0 | 12900 | 0 | 12857 | 0 | 43 | 43 | 12900 | 99.67%
Total | 799968 | -54689.86 | 745278.14 | 580360 | 142917.77 | 0 | 723277.77 | 19850 | 711220.14 | 0 | 34058 | 14208 | 745278.14 | 95.43%
OFFSITE - Offsite Total | 799968 | -54689.86 | 745278.14 | 580360 | 142917.77 | 0 | 723277.77 | 19850 | 711220.14 | 0 | 34058 | 14208 | 745278.14 | 95.43%
Job Total | 799968 | -54689.86 | 745278.14 | 580360 | 142917.77 | 0 | 723277.77 | 19850 | 711220.14 | 0 | 34058 | 14208 | 745278.14 | 95.43%
All Job Total | 799968 | -54689.86 | 745278.14 | 580360 | 142917.77 | 0 | 723277.77 | 19850 | 711220.14 | 0 | 34058 | 14208 | 745278.14 | 95.43%
Generated By: Victor Alvarez @ December 10, 2024 10:41:15 AM

## Decatur (hidden)
DECROM - Decatur Rome Contract
Job Cost Progress Report as of December 10, 2024
Cost Code | Original Estimate | Approved COs | Current Estimate | Subcontract Committed | Subcontract COs | Purchase Orders | Total Committed | O/S Budget | Cost To Date | Current Month | Cost To | O/S Commitment | Estimate @ Completion | % Complete
Complete
Job: DECATURROM - Decatur Rome Contract Owner: Decatur Rome Seniors LLC Start Date: 04-16-2024 Completion Date: 03-16-2026
OFFSITE - Offsite
10 - Specialties
10-1454 - Street Signs | 15000 | 0 | 15000 | 0 | 0 | 0 | 0 | 11848 | 3152 | 3152 | 11848 | 0 | 15000 | 21.01%
10 - Specialties Total | 15000 | 0 | 15000 | 0 | 0 | 0 | 0 | 11848 | 3152 | 3152 | 11848 | 0 | 15000 | 21.01%
26 - Electrical
26-5613 - Street Lights | 307183 | 178449.38 | 485632.38 | 479270 | 0 | 0 | 479270 | 0 | 6362.38 | 0 | 479270 | 479270 | 485632.38 | 1.31%
26 - Electrical Total | 307183 | 178449.38 | 485632.38 | 479270 | 0 | 0 | 479270 | 0 | 6362.38 | 0 | 479270 | 479270 | 485632.38 | 1.31%
32 - Exterior Improvements
32-0506 - Onsite Sawcut/Removal | 5000 | 0 | 5000 | 0 | 0 | 0 | 0 | 5000 | 0 | 0 | 5000 | 0 | 5000 | 0%
32-1216 - Paving | 270379 | 91626 | 362005 | 300661 | 61344 | 0 | 362005 | 0 | 0 | 0 | 362005 | 362005 | 362005 | 0%
32-1613 - Curbs & Gutters | 17156 | 33709.52 | 50865.52 | 49979 | 0 | 0 | 49979 | 0 | 886.52 | 0 | 49979 | 49979 | 50865.52 | 1.74%
32-1623 - Concrete Flatwork | 63668 | 997.13 | 64665.13 | 56215 | 0 | 0 | 56215 | 7453 | 997.13 | 0 | 63668 | 56215 | 64665.13 | 1.54%
32 - Exterior Improvements Total | 356203 | 126332.65 | 482535.65 | 406855 | 61344 | 0 | 468199 | 12453 | 1883.65 | 0 | 480652 | 468199 | 482535.65 | 0.39%
33 - Utilities
33-1001 - Water System | 525525 | -14904.59 | 510620.41 | 505195 | 0 | 0 | 505195 | 0 | 483702.66 | 0 | 26917.75 | 26917.75 | 510620.41 | 94.73%
33-3001 - Sewer System | 28816 | -2217.39 | 26598.61 | 26316 | 0 | 0 | 26316 | 0 | 25282.81 | 0 | 1315.8 | 1315.8 | 26598.61 | 95.05%
33-4001 - Storm Drains | 102912 | 4980.2 | 107892.2 | 102912 | 0 | 0 | 102912 | 3875 | 1105.2 | 0 | 106787 | 102912 | 107892.2 | 1.02%
33-7101 - Underground Electric | 40000 | 709.34 | 40709.34 | 40176 | 0 | 0 | 40176 | 0 | 34569.54 | 0 | 6139.8 | 6139.8 | 40709.34 | 84.92%
33 - Utilities Total | 697253 | -11432.44 | 685820.56 | 674599 | 0 | 0 | 674599 | 3875 | 544660.21 | 0 | 141160.35 | 137285.35 | 685820.56 | 79.42%
34 - Transportation
34-4116 - Traffic Control | 15000 | 34600 | 49600 | 0 | 0 | 0 | 0 | 49600 | 0 | 0 | 49600 | 0 | 49600 | 0%
34 - Transportation Total | 15000 | 34600 | 49600 | 0 | 0 | 0 | 0 | 49600 | 0 | 0 | 49600 | 0 | 49600 | 0%
Total | 1390639 | 327949.59 | 1718588.59 | 1560724 | 61344 | 0 | 1622068 | 77776 | 556058.24 | 3152 | 1162530.35 | 1084754.35 | 1718588.59 | 32.36%
OFFSITE - Offsite Total | 1390639 | 327949.59 | 1718588.59 | 1560724 | 61344 | 0 | 1622068 | 77776 | 556058.24 | 3152 | 1162530.35 | 1084754.35 | 1718588.59 | 32.36%
Job Total | 1390639 | 327949.59 | 1718588.59 | 1560724 | 61344 | 0 | 1622068 | 77776 | 556058.24 | 3152 | 1162530.35 | 1084754.35 | 1718588.59 | 32.36%
All Job Total | 1390639 | 327949.59 | 1718588.59 | 1560724 | 61344 | 0 | 1622068 | 77776 | 556058.24 | 3152 | 1162530.35 | 1084754.35 | 1718588.59 | 32.36%
Generated By: Victor Alvarez @ December 10, 2024 10:32:46 AM

## Russell IV (hidden)
Russell IV - Offsite Cost
Cost Code | Budget Code Description | Revised Budget
10-1454 - Street Signs | OFFSITE.Street Signs.Allowance | 1947.5
10-1454 - Street Signs | OFFSITE.Street Signs.Standard | 5258 | 7205.5
26-5613 - Street Lights | OFFSITE.Street Lights.Allowance | 60841.31
26-5613 - Street Lights | OFFSITE.Street Lights.Standard | 0
31-2201 - Grading | OFFSITE.Grading.Standard | 38525
32-0506 - Asphalt sawcut and removal | OFFSITE.Asphalt sawcut and removal.Allowance | 0
32-0506 - Asphalt sawcut and removal | OFFSITE.Asphalt sawcut and removal.Standard | 0
32-1216 - Paving | OFFSITE.Paving.Standard | 50353.75 | 88878.75
32-1613 - Curbs-Gutters | OFFSITE.Curbs-Gutters.Standard | 30354.5
32-1623 - Concrete Flatwork | OFFSITE.Concrete Flatwork.Standard | 21193.1
33-1001 - Water System | OFFSITE.Water System.Allowance | 0
33-1001 - Water System | OFFSITE.Water System.Bonds | 5491.33
33-1001 - Water System | OFFSITE.Water System.Standard | 712048.82
33-3001 - Sewer System | OFFSITE.Sewer System.Standard | 0
33-7101 - Underground Electric | OFFSITE.Underground Electric.Allowance | 0
33-7102 - Secondary Conduit | OFFSITE.Secondary Conduit.Standard | 0
34-4116 - Traffic Control | OFFSITE.Traffic Control.Allowance | 0
34-4116 - Traffic Control | OFFSITE.Traffic Control.Standard | 0
Total Offsite |  | 926013.31